## Masterlist638949315365181072
UST MASTER LIST- LAST UPDATED 10-1-2025
CITY | SITENAME | ADDRESS | USTNO | Facility_Class | TANK_ID | DATE_INSTALLED | STATUS_DESC | CAPACITY | SUBSTANCE | TANK_DESCRIPTION | PIPE_INSTALL_DT
BARRINGTON | 156 BROADWAY APARTMENTS | 156 BROADWAY | UST-18349 | Other | 1 | 1984-10-09 | Permanently Closed | 550 | Heating Oil No.2
BARRINGTON | 156 BROADWAY APARTMENTS | 156 BROADWAY | UST-18349 | Other | 2 | 1984-10-09 | Permanently Closed | 1500 | Heating Oil No.2
BARRINGTON | ACCIARDO DWELLING | 138 UPLAND WAY | UST-19029 | Private Residence | 1 | 1984-10-09 | Permanently Closed | 500 | Gasoline
BARRINGTON | ADOLPH P. DISANDRO | 36 WOODLAND RD | UST-15817 | Private Residence | 1 | 1984-10-09 | Permanently Closed | 2000 | Heating Oil No.2
BARRINGTON | ADOLPH P. DISANDRO | 36 WOODLAND RD | UST-15817 | Private Residence | 2 | 1984-10-09 | Permanently Closed | 2000 | Heating Oil No.2
BARRINGTON | ALICE BOSS (RESIDENTIAL) | 107 NAYATT RD | UST-18685 | Private Residence | 1 | 1984-10-09 | Permanently Closed | 500 | Gasoline
BARRINGTON | ANDERSON'S | 475 WARREN AVE | UST-15713 | Commercials | 1 | 1984-10-09 | Permanently Closed | 1000 | Gasoline
BARRINGTON | ANDYS AUTO SHOP | 251 WASHINGTON RD | UST-4962 | Commercials | 1 | null | Permanently Closed | 500 | Waste Oil
BARRINGTON | ART CANNON | 21 BARRON RD | UST-18465 | Private Residence | 1 | 1984-10-09 | Permanently Closed | 2000 | Heating Oil No.2
BARRINGTON | BARRINGTON BAPTIST CHURCH | 7 OLD COUNTY RD | UST-2604 | Other | 1 | 1955-06-01 | Permanently Closed | 5000 | Heating Oil No.2
BARRINGTON | BARRINGTON BAPTIST CHURCH | 7 OLD COUNTY RD | UST-2604 | Other | 2 | 1960-06-01 | Permanently Closed | 1000 | Heating Oil No.2
BARRINGTON | BARRINGTON CONGREGATIONAL CHURCH | 461 COUNTY RD | UST-3275 | Other | 1 | 1955-11-01 | Permanently Closed | 1000 | Heating Oil No.2
BARRINGTON | BARRINGTON FABRIC | 286 MAPLE AVE | UST-15102 | Commercials | 1 | 1984-10-09 | Permanently Closed | 5000 | Gasoline
BARRINGTON | BARRINGTON FABRIC | 286 MAPLE AVE | UST-15102 | Commercials | 2 | 1984-10-09 | Permanently Closed | 3000 | Gasoline
BARRINGTON | BARRINGTON FIRE DEPARTMENT | 3 RUMSTICK RD | UST-2788 | City/Town Government | 1 | 1957-08-01 | Permanently Closed | 1000 | Gasoline
BARRINGTON | BARRINGTON HIGH SCHOOL | 220 LINCOLN AVE | UST-1382 | Education - Town | 1 | 1952-06-01 | Permanently Closed | 10000 | Heating Oil No.2
BARRINGTON | BARRINGTON HIGH SCHOOL | 220 LINCOLN AVE | UST-1382 | Education - Town | 2 | 1964-03-01 | Permanently Closed | 10000 | Heating Oil No.2
BARRINGTON | BARRINGTON HIGH SCHOOL | 220 LINCOLN AVE | UST-1382 | Education - Town | 3 | 1984-10-09 | Permanently Closed | 1500 | Heating Oil No.2
BARRINGTON | BARRINGTON POLICE SEWER PUMP STATION | COUNTY RD | UST-2808 | City/Town Government | 1 | 1978-09-01 | Permanently Closed | 1000 | Diesel
BARRINGTON | BARRINGTON POLICE SEWER PUMP STATION | COUNTY RD | UST-2808 | City/Town Government | 2 | 2007-07-12 | In Use | 600 | Diesel | Double Walled
BARRINGTON | BARRINGTON PUBLIC WORKS | 84 UPLAND WAY | UST-101 | City/Town Government | 1 | 1965-02-01 | Permanently Closed | 5000 | Diesel
BARRINGTON | BARRINGTON PUBLIC WORKS | 84 UPLAND WAY | UST-101 | City/Town Government | 2 | 1965-02-01 | Permanently Closed | 5000 | Heating Oil No.2
BARRINGTON | BARRINGTON PUBLIC WORKS | 84 UPLAND WAY | UST-101 | City/Town Government | 3 | 1982-02-01 | Permanently Closed | 1000 | Diesel
BARRINGTON | BARRINGTON SHOPPING CENTER | 170 COUNTY RD | UST-15972 | Commercials | 1 | 1984-10-09 | Permanently Closed | 1000 | Heating Oil No.2
BARRINGTON | BARRINGTON SHOPPING CENTER | 170 COUNTY RD | UST-15972 | Commercials | 2 | 1984-10-09 | Permanently Closed | 1000 | Heating Oil No.2
BARRINGTON | BARRINGTON TOWN HALL | 283 COUNTY RD | UST-18014 | City/Town Government | 1 | 1984-10-09 | Permanently Closed | 2000 | Heating Oil No.2
BARRINGTON | BARRINGTON TOWN HALL | 283 COUNTY RD | UST-18014 | City/Town Government | 2 | 1984-10-09 | Permanently Closed | 1000 | Heating Oil No.2
BARRINGTON | BARRINGTON YACHT CLUB | 32 BARTON AVE | UST-1619 | Commercials | 1 | 1977-04-01 | Permanently Closed | 10000 | Gasoline
BARRINGTON | BARRINGTON YACHT CLUB | 32 BARTON AVE | UST-1619 | Commercials | 2 | 1977-04-01 | Permanently Closed | 4000 | Diesel
BARRINGTON | BARRINGTON YACHT CLUB | 32 BARTON AVE | UST-1619 | Commercials | 3 | 1984-10-09 | Permanently Closed | 1000 | Heating Oil No.2
BARRINGTON | BARRINGTON YACHT CLUB | 32 BARTON AVE | UST-1619 | Commercials | 4 | 1984-10-09 | Permanently Closed | 2000 | Gasoline
BARRINGTON | BARRINGTON YACHT CLUB | 32 BARTON AVE | UST-1619 | Commercials | 5 | 1984-10-09 | Permanently Closed | 2000 | Gasoline
BARRINGTON | BAY SPRING SERVICE GARAGE, INC. | 115 BAY SPRING AVE | UST-2843 | Commercials | 1 | 1973-03-01 | Permanently Closed | 3000 | Gasoline
BARRINGTON | BAY SPRING SERVICE GARAGE, INC. | 115 BAY SPRING AVE | UST-2843 | Commercials | 2 | 1973-07-01 | Permanently Closed | 3000 | Gasoline
BARRINGTON | BAY SPRING SEWER PUMP STATION | LAKE AVE | UST-2807 | City/Town Government | 1 | 1978-09-01 | Permanently Closed | 1000 | Diesel
BARRINGTON | BAY SPRING SEWER PUMP STATION | LAKE AVE | UST-2807 | City/Town Government | 2 | 2007-05-23 | In Use | 600 | Diesel | Double Walled
BARRINGTON | BEATRICE SPIRES | 73 SOWAMS RD | UST-18441 | Private Residence | 1 | 1975-10-01 | Permanently Closed | 2000 | Heating Oil No.2
BARRINGTON | BRICKYARD POND SEWER PUMP STATION | LEGION WAY | UST-2810 | City/Town Government | 1 | 1978-09-01 | Permanently Closed | 1500 | Diesel
BARRINGTON | BRICKYARD POND SEWER PUMP STATION | LEGION WAY | UST-2810 | City/Town Government | 2 | 2006-12-19 | In Use | 2500 | Diesel | Double Walled
BARRINGTON | C E N T REALTY, INC. (FORMERLY) | 64 CLARKE RD | UST-2850 | Private Residence | 1 | 1977-10-01 | Permanently Closed | 2200 | Heating Oil No.2
BARRINGTON | C E N T REALTY, INC. (FORMERLY) | 64 CLARKE RD | UST-2850 | Private Residence | 2 | 1984-10-09 | Permanently Closed | 1500 | Unknown
BARRINGTON | CARLETON GOFF | 35 RUMSTICK RD | UST-2548 | Private Residence | 1 | 1984-10-09 | Permanently Closed | 3000 | Heating Oil No.2
BARRINGTON | CARMELITE MONASTRY | 25 WATSON AVE | UST-16109 | Other | 1 | 1984-10-09 | Permanently Closed | 5000 | Heating Oil No.2
BARRINGTON | CECE SARTOR | 36 NAYATT RD | UST-18161 | Private Residence | 1 | 1984-10-09 | Permanently Closed | 3000 | Heating Oil No.2
BARRINGTON | CECIL SARTOR | 11 NAYATT RD | UST-18221 | Private Residence | 1 | 1984-10-09 | Permanently Closed | 2000 | Heating Oil No.2
BARRINGTON | CENTER SERVICE | 170 COUNTY RD | UST-1507 | Gasoline Station | 1 | 1971-04-01 | Permanently Closed | 550 | Waste Oil
BARRINGTON | CENTER SERVICE | 170 COUNTY RD | UST-1507 | Gasoline Station | 2 | 1971-04-01 | Permanently Closed | 550 | Heating Oil No.2
BARRINGTON | CENTER SERVICE | 170 COUNTY RD | UST-1507 | Gasoline Station | 3 | 1971-04-01 | Permanently Closed | 10000 | Gasoline
BARRINGTON | CENTER SERVICE | 170 COUNTY RD | UST-1507 | Gasoline Station | 4 | 1971-04-01 | Permanently Closed | 10000 | Gasoline
BARRINGTON | CENTER SERVICE | 170 COUNTY RD | UST-1507 | Gasoline Station | 5 | 1971-04-01 | Permanently Closed | 10000 | Gasoline
BARRINGTON | CENTER SERVICE | 170 COUNTY RD | UST-1507 | Gasoline Station | 6 | 1984-10-09 | Permanently Closed | 10000 | Gasoline
BARRINGTON | CENTER SERVICE | 170 COUNTY RD | UST-1507 | Gasoline Station | 7 | 1984-10-09 | Permanently Closed | 10000 | Gasoline
BARRINGTON | CENTER SERVICE | 170 COUNTY RD | UST-1507 | Gasoline Station | 8 | 1984-10-09 | Permanently Closed | 3000 | Gasoline
BARRINGTON | CHARLES J. HINDLEY | 10 NYATT RD | UST-16611 | Private Residence | 1 | 1984-10-09 | Permanently Closed | 2000 | Heating Oil No.2
BARRINGTON | COVE HAVEN MARINA | 101 NARRAGANSETT AVE | UST-724 | Commercials | 1 | 1965-04-01 | Permanently Closed | 4000 | Diesel
BARRINGTON | COVE HAVEN MARINA | 101 NARRAGANSETT AVE | UST-724 | Commercials | 2 | 1989-05-18 | Permanently Closed | 2000 | Gasoline | Single Walled | 1989-05-18
BARRINGTON | COVE HAVEN MARINA | 101 NARRAGANSETT AVE | UST-724 | Commercials | 3 | 1965-04-01 | Permanently Closed | 4000 | Diesel
BARRINGTON | COVE HAVEN MARINA | 101 NARRAGANSETT AVE | UST-724 | Commercials | 4 | 1989-05-18 | Permanently Closed | 2000 | Diesel | Single Walled | 1989-05-18
BARRINGTON | COVE HAVEN MARINA | 101 NARRAGANSETT AVE | UST-724 | Commercials | 5 | 1965-04-01 | Permanently Closed | 4000 | Diesel
BARRINGTON | COVE HAVEN MARINA | 101 NARRAGANSETT AVE | UST-724 | Commercials | 6 | 1965-04-01 | Permanently Closed | 4000 | Diesel
BARRINGTON | COVE HAVEN MARINA | 101 NARRAGANSETT AVE | UST-724 | Commercials | 7 | 1984-10-09 | Permanently Closed | 2000 | Heating Oil No.2
BARRINGTON | CRIS REALTY COMPANY | 166 BAY SPRING AVE | UST-156 | Commercials | 1 | 1960-03-01 | Permanently Closed | 500 | Heating Oil No.2
BARRINGTON | DALESSIO (FORMERLY EXXON) | 40 MAPLE AVE | UST-15044 | Gasoline Station | 1 | 1984-10-09 | Permanently Closed | 2000 | Gasoline
BARRINGTON | DALESSIO (FORMERLY EXXON) | 40 MAPLE AVE | UST-15044 | Gasoline Station | 2 | 1984-10-09 | Permanently Closed | 2000 | Gasoline
BARRINGTON | DALESSIO (FORMERLY EXXON) | 40 MAPLE AVE | UST-15044 | Gasoline Station | 3 | 1984-10-09 | Permanently Closed | 4000 | Gasoline
BARRINGTON | DANSPACE | 303 SOWAMS RD | UST-18478 | Other | 1 | 1984-10-09 | Permanently Closed | 225 | Heating Oil No.2
BARRINGTON | DESTEFANO FORD SALES, INC. | 231 COUNTY RD | UST-670 | Commercials | 1 | 1960-04-01 | Permanently Closed | 275 | Waste Oil
BARRINGTON | DESTEFANO FORD SALES, INC. | 231 COUNTY RD | UST-670 | Commercials | 2 | 1984-10-09 | Permanently Closed | 1000 | Gasoline
BARRINGTON | DESTEFANO FORD SALES, INC. | 231 COUNTY RD | UST-670 | Commercials | 3 | 1984-10-09 | Permanently Closed | 500 | Gasoline
BARRINGTON | DESTEFANO FORD SALES, INC. | 231 COUNTY RD | UST-670 | Commercials | 4 | 1982-04-01 | Permanently Closed | 150 | Mixture | Single Walled
BARRINGTON | DESTEFANO FORD SALES, INC. | 231 COUNTY RD | UST-670 | Commercials | 5 | 1984-10-09 | Permanently Closed | 500 | Gasoline
BARRINGTON | DESTEFANO FORD SALES, INC. | 231 COUNTY RD | UST-670 | Commercials | 6 | 1984-10-09 | Permanently Closed | 500 | Unknown
BARRINGTON | DESTEFANO FORD SALES, INC. | 231 COUNTY RD | UST-670 | Commercials | 7 | 1984-10-09 | Permanently Closed | 1500 | Unknown
BARRINGTON | DESTEFANO FORD SALES, INC. | 231 COUNTY RD | UST-670 | Commercials | 8 | 1984-10-09 | Permanently Closed | 3000 | Unknown
BARRINGTON | DOUGLAS SGARRO (RESIDENTIAL) | 307 RUMSTICK RD | UST-18345 | Private Residence | 1 | 1984-10-09 | Permanently Closed | 2000 | Heating Oil No.2
BARRINGTON | DR. MANFARED COHEN | 5 HOLLY LN | UST-15389 | Private Residence | 1 | 1984-10-09 | Permanently Closed | 3000 | Heating Oil No.2
BARRINGTON | EDWIN S. BARTON | 285 RUMSTICK RD | UST-2374 | Private Residence | 1 | 1984-10-09 | Permanently Closed | 2000 | Heating Oil No.2
BARRINGTON | EDWIN S. BARTON, 3RD | 306 RUMSTICK RD | UST-17458 | Private Residence | 1 | 1984-10-09 | Permanently Closed | 2000 | Heating Oil No.2
BARRINGTON | ELAINE TESTA (RESIDENCE) | 6 PRESTON DR | UST-18257 | Private Residence | 1 | 1984-10-09 | Permanently Closed | 2000 | Heating Oil No.2
BARRINGTON | ESTATE OF BEATRICE HARRIS | 36 JENNY''S LN | UST-18592 | Private Residence | 1 | 1984-10-09 | Permanently Closed | 2000 | Heating Oil No.2
BARRINGTON | FRANKS, JOHN | 132 NAYATT RD | UST-16274 | Commercials | 1 | 1984-10-09 | Permanently Closed | 2000 | Heating Oil No.2
BARRINGTON | FREEMONT AVENUE SEWER PUMP STATION | FREEMONT AVE | UST-2809 | City/Town Government | 1 | 1978-09-01 | Permanently Closed | 1000 | Diesel
BARRINGTON | FREEMONT AVENUE SEWER PUMP STATION | FREEMONT AVE | UST-2809 | City/Town Government | 2 | 2007-08-27 | In Use | 600 | Diesel | Double Walled
BARRINGTON | GEORGE WEST | 85 NAYATT RD | UST-16108 | Private Residence | 1 | 1984-10-09 | Permanently Closed | 2000 | Heating Oil No.2
BARRINGTON | GETTY 68623 | 227 COUNTY RD | UST-448 | Gasoline Station | 1 | 1968-04-01 | Permanently Closed | 4000 | Gasoline
BARRINGTON | GETTY 68623 | 227 COUNTY RD | UST-448 | Gasoline Station | 2 | 1968-04-01 | Permanently Closed | 4000 | Gasoline
BARRINGTON | GETTY 68623 | 227 COUNTY RD | UST-448 | Gasoline Station | 3 | 1968-04-01 | Permanently Closed | 4000 | Gasoline
BARRINGTON | GETTY 68623 | 227 COUNTY RD | UST-448 | Gasoline Station | 4 | 1968-04-01 | Permanently Closed | 4000 | Gasoline
BARRINGTON | GETTY 68623 | 227 COUNTY RD | UST-448 | Gasoline Station | 5 | 1968-04-01 | Permanently Closed | 4000 | Gasoline
BARRINGTON | GETTY 68623 | 227 COUNTY RD | UST-448 | Gasoline Station | 6 | 1968-04-01 | Permanently Closed | 550 | Heating Oil No.2
BARRINGTON | GETTY 68623 | 227 COUNTY RD | UST-448 | Gasoline Station | 7 | 1968-04-01 | Permanently Closed | 550 | Waste Oil
BARRINGTON | GETTY 68623 | 227 COUNTY RD | UST-448 | Gasoline Station | 8 | 1992-03-01 | Permanently Closed | 10000 | Gasoline | Double Walled | 2009-06-19
BARRINGTON | GETTY 68623 | 227 COUNTY RD | UST-448 | Gasoline Station | 9 | 1992-03-01 | Permanently Closed | 8000 | Gasoline | Double Walled | 2009-06-19
BARRINGTON | GETTY 68623 | 227 COUNTY RD | UST-448 | Gasoline Station | 10 | 1992-03-01 | Permanently Closed | 6000 | Gasoline | Double Walled | 2009-06-19
BARRINGTON | H. BICKFORD LANG | 27 ALFRED DROWNE RD | UST-2340 | Private Residence | 1 | 1947-04-01 | Permanently Closed | 3000 | Heating Oil No.2
BARRINGTON | HABONIM TEMPLE | 165 NEW MEADOW RD | UST-19074 | Commercials | 1 | 1984-10-09 | Permanently Closed | 1000 | Heating Oil No.2
BARRINGTON | HAMPDEN MEADOWS SCHOOL | 297 NEW MEADOW RD | UST-1379 | Education - Town | 1 | 1954-09-01 | Permanently Closed | 5000 | Heating Oil No.2
BARRINGTON | HAMPDEN MEADOWS SHELL | 235 NEW MEADOW RD | UST-134 | Gasoline Station | 1 | 1965-03-01 | Permanently Closed | 3000 | Gasoline
BARRINGTON | HAMPDEN MEADOWS SHELL | 235 NEW MEADOW RD | UST-134 | Gasoline Station | 2 | 1965-03-01 | Permanently Closed | 3000 | Gasoline
BARRINGTON | HAMPDEN MEADOWS SHELL | 235 NEW MEADOW RD | UST-134 | Gasoline Station | 3 | 1965-03-01 | Permanently Closed | 3000 | Gasoline
BARRINGTON | HAMPDEN MEADOWS SHELL | 235 NEW MEADOW RD | UST-134 | Gasoline Station | 4 | 1965-03-01 | Permanently Closed | 5000 | Gasoline
BARRINGTON | HAMPDEN MEADOWS SHELL | 235 NEW MEADOW RD | UST-134 | Gasoline Station | 5 | 1965-03-01 | Permanently Closed | 5000 | Gasoline
BARRINGTON | HAMPDEN MEADOWS SHELL | 235 NEW MEADOW RD | UST-134 | Gasoline Station | 6 | 1965-03-01 | Permanently Closed | 500 | Waste Oil
BARRINGTON | HENRY FRANCE | 65 GOVENOR BRADFORD DR | UST-16940 | Private Residence | 1 | 1984-10-09 | Permanently Closed | 2000 | Heating Oil No.2
BARRINGTON | HOLY ANGELS CHURCH | 341 MAPLE AVE | UST-1983 | Other | 1 | 1963-05-01 | Permanently Closed | 1000 | Heating Oil No.2
BARRINGTON | HOLY ANGELS CHURCH | 341 MAPLE AVE | UST-1983 | Other | 2 | 1963-05-16 | Permanently Closed | 1000 | Heating Oil No.2
BARRINGTON | JACK O'DONNELL | 5 PAYNE RD | UST-16791 | Private Residence | 1 | 1984-10-09 | Permanently Closed | 3000 | Heating Oil No.2
BARRINGTON | JAMES CONSTRUCTION CO., INC. | 31 ROFFEE ST | UST-16061 | Commercials | 1 | 1984-10-09 | Permanently Closed | 1000 | Gasoline
BARRINGTON | JOAN BOOTH INTERIORS, INC. | 301 SOWANS RD | UST-16831 | Commercials | 1 | 1984-10-09 | Permanently Closed | 275 | Heating Oil No.2
BARRINGTON | JOHN CUZZONE JR. | CORNER OF WOOD & ANOKA AVE | UST-15372 | Other | 1 | 1984-10-09 | Permanently Closed | 2000 | Heating Oil No.2
BARRINGTON | JOHN CUZZONE JR. | CORNER OF WOOD & ANOKA AVE | UST-15372 | Other | 2 | 1984-10-09 | Permanently Closed | 2000 | Kerosene
BARRINGTON | JOHN CUZZONE, JR. | 145 LINCOLN AVE | UST-15373 | Private Residence | 1 | 1984-10-09 | Permanently Closed | 2000 | Gasoline
BARRINGTON | JOSEPHINE CIRECHIA | 490 MAPLE AVE | UST-18779 | Private Residence | 1 | 1984-10-09 | Permanently Closed | 750 | Gasoline
BARRINGTON | JOSEPHINE CIRECHIA | 490 MAPLE AVE | UST-18779 | Private Residence | 2 | 1984-10-09 | Permanently Closed | 750 | Gasoline
BARRINGTON | KARL P. JONES | 93 RUMSTICK RD | UST-2271 | Private Residence | 1 | 1940-04-01 | Permanently Closed | 2100 | Heating Oil No.2
BARRINGTON | LARS & SEIJA FLODERUS | 54 HIGHLAND AVE | UST-3784 | Private Residence | 1 | 1968-06-01 | Permanently Closed | 2000 | Heating Oil No.2
BARRINGTON | LAWRENCE BOWEN | 172 NAYATT RD | UST-2557 | Private Residence | 1 | 1984-10-09 | Permanently Closed | 2000 | Heating Oil No.2
BARRINGTON | LIGHTHOUSE MARINA, LLC | 110 SHORE DR | UST-534 | Commercials | 1 | 1965-04-01 | Permanently Closed | 4000 | Gasoline
BARRINGTON | LIGHTHOUSE MARINA, LLC | 110 SHORE DR | UST-534 | Commercials | 2 | 1990-04-18 | Permanently Closed | 12000 | Gasoline | Single Walled | 2002-06-20
BARRINGTON | LIGHTHOUSE MARINA, LLC | 110 SHORE DR | UST-534 | Commercials | 3 | 1965-04-01 | Permanently Closed | 4000 | Gasoline
BARRINGTON | LITTLE RESIDENTIAL PROPERTY | 28 RUMSTICK DR | UST-NR-9000 | Private Residence | 1 | null | Permanently Closed | 500 | Heating Oil No.2
BARRINGTON | MARGARET BARLOW | 277 NAYATT RD | UST-18434 | Private Residence | 1 | 1984-10-09 | Permanently Closed | 2000 | Heating Oil No.2
BARRINGTON | MR & MRS MCCOY | 5 OYSTER SHELL LN | UST-2873 | Private Residence | 1 | 1970-10-01 | Permanently Closed | 2000 | Heating Oil No.2
BARRINGTON | NAOROZE GANDHI | 154 RUMSTICK RD | UST-18443 | Private Residence | 1 | 1984-10-09 | Permanently Closed | 1500 | Heating Oil No.2
BARRINGTON | NAYATT ROAD PUMP STATION | 340 NAYATT RD | UST-4857 | City/Town Government | 1 | null | Permanently Closed | 2000 | Heating Oil No.2 | Single Walled
BARRINGTON | NAYATT ROAD PUMP STATION | 340 NAYATT RD | UST-4857 | City/Town Government | 2 | null | Permanently Closed | 2000 | Gasoline | Single Walled
BARRINGTON | NAYATT SCHOOL | 400 NAYATT RD | UST-1380 | Education - Town | 1 | 1954-09-01 | Permanently Closed | 5000 | Heating Oil No.2
BARRINGTON | NOREEN ANDREOLI (RESIDENTIAL PROPERTY) | 255 RUMSTICK RD | UST-4149 | Private Residence | 1 | 1984-10-09 | Permanently Closed | 2000 | Heating Oil No.2
BARRINGTON | OGDEN DODGE | 88 RUMSTICK RD | UST-16331 | Private Residence | 1 | 1984-10-09 | Permanently Closed | 2000 | Heating Oil No.2
BARRINGTON | PILLING MFG., INC. | 90 BAY SPRING AVE | UST-98 | Industrial | 1 | 1975-02-01 | Permanently Closed | 1000 | Heating Oil No.2
BARRINGTON | PILLING MFG., INC. | 90 BAY SPRING AVE | UST-98 | Industrial | 2 | 1984-10-09 | Permanently Closed | 500 | Other
BARRINGTON | PRIMROSE HILL SCHOOL | 60 MIDDLE HWY | UST-1381 | Education - Town | 1 | 1954-08-01 | Permanently Closed | 5000 | Heating Oil No.2
BARRINGTON | PRINCE'S HILL PLAZA | 330 COUNTY RD | UST-16660 | Commercials | 1 | 1984-10-09 | Permanently Closed | 1000 | Heating Oil No.2
BARRINGTON | PRINCE'S POND SEWER PUMP STATION | COUNTY RD | UST-2806 | City/Town Government | 1 | 1978-09-01 | Permanently Closed | 1000 | Diesel
BARRINGTON | PRINCE'S POND SEWER PUMP STATION | COUNTY RD | UST-2806 | City/Town Government | 2 | 2007-04-02 | In Use | 1000 | Diesel | Double Walled
BARRINGTON | R.J.A. REALTY | 305 SOWAMS RD | UST-100 | Commercials | 1 | 1984-10-09 | Permanently Closed | 3000 | Gasoline
BARRINGTON | R.J.A. REALTY | 305 SOWAMS RD | UST-100 | Commercials | 2 | 1984-10-09 | Permanently Closed | 3000 | Gasoline
BARRINGTON | R.J.A. REALTY | 305 SOWAMS RD | UST-100 | Commercials | 3 | 1984-10-09 | Permanently Closed | 6000 | Gasoline
BARRINGTON | R.J.A. REALTY | 305 SOWAMS RD | UST-100 | Commercials | 4 | 1984-10-09 | Permanently Closed | 3000 | Gasoline
BARRINGTON | RESIDENTIAL DWELLING (HEARN) | 23 BRENTONWOOD AVE | UST-19025 | Private Residence | 1 | 1984-10-09 | Permanently Closed | 2000 | Heating Oil No.2
BARRINGTON | RESIDENTIAL PROPERTY | 3 PIERCE CT | UST-4601 | Private Residence | 1 | 1984-10-09 | Permanently Closed | 2000 | Heating Oil No.2
BARRINGTON | RESIDENTIAL PROPERTY | 35 FESSENDEN RD | UST-4617 | Private Residence | 1 | 1984-10-09 | Permanently Closed | 2000 | Heating Oil No.2
BARRINGTON | RHODE ISLAND LACE WORKS DIVISION | BAY SPRING AVE | UST-248 | Industrial | 1 | 1948-03-01 | Permanently Closed | 5000 | Hazardous Substance
BARRINGTON | RHODE ISLAND LACE WORKS DIVISION | BAY SPRING AVE | UST-248 | Industrial | 2 | 1948-03-01 | Permanently Closed | 5000 | Hazardous Substance
BARRINGTON | RHODE ISLAND LACE WORKS DIVISION | BAY SPRING AVE | UST-248 | Industrial | 3 | 1948-03-01 | Permanently Closed | 5000 | Hazardous Substance
BARRINGTON | RHODE ISLAND LACE WORKS DIVISION | BAY SPRING AVE | UST-248 | Industrial | 4 | 1977-03-01 | Permanently Closed | 5000 | Gasoline
BARRINGTON | RHODE ISLAND LACE WORKS DIVISION | BAY SPRING AVE | UST-248 | Industrial | 5 | 1979-03-01 | Permanently Closed | 10000 | Gasoline
BARRINGTON | RHODE ISLAND LACE WORKS DIVISION | BAY SPRING AVE | UST-248 | Industrial | 6 | 1984-10-09 | Permanently Closed | 5000 | Heating Oil No.6
BARRINGTON | RHODE ISLAND LACE WORKS DIVISION | BAY SPRING AVE | UST-248 | Industrial | 7 | 1984-10-09 | Permanently Closed | 5000 | Heating Oil No.6
BARRINGTON | RHODE ISLAND LACE WORKS DIVISION | BAY SPRING AVE | UST-248 | Industrial | 8 | 1984-10-09 | Permanently Closed | 5000 | Heating Oil No.6
BARRINGTON | RI COUNTRY CLUB | 150 NAYATT RD | UST-16106 | Other | 1 | 1984-10-09 | Permanently Closed | 10000 | Heating Oil No.2
BARRINGTON | RI COUNTRY CLUB | 150 NAYATT RD | UST-16106 | Other | 2 | 1984-10-09 | Permanently Closed | 2000 | Gasoline
BARRINGTON | RI COUNTRY CLUB | 150 NAYATT RD | UST-16106 | Other | 3 | 1984-10-09 | Permanently Closed | 500 | Gasoline
BARRINGTON | RI COUNTRY CLUB | 150 NAYATT RD | UST-16106 | Other | 4 | 1984-10-09 | Permanently Closed | 2000 | Kerosene
BARRINGTON | RICHARD BOREN (RESIDENCE) | 298 RUMSTICK RD | UST-18356 | Private Residence | 1 | 1984-10-09 | Permanently Closed | 500 | Gasoline
BARRINGTON | RICHARD KUEHL | 8 LEWIS ST | UST-16875 | Private Residence | 1 | 1984-10-09 | Permanently Closed | 2000 | Heating Oil No.2
BARRINGTON | RICHARD RAMSDEN | 503 WASHINGTON RD | UST-15687 | Private Residence | 1 | 1984-10-09 | Permanently Closed | 1000 | Heating Oil No.2
BARRINGTON | ROBERT E. HENRY | 385 NEW MEADOW | UST-2592 | Private Residence | 1 | 1984-10-09 | Permanently Closed | 2000 | Heating Oil No.2
BARRINGTON | ROGER COURNOYER (RESIDENTIAL) | 115 NAYATT AVE | UST-18681 | Private Residence | 1 | 1984-10-09 | Permanently Closed | 500 | Gasoline
BARRINGTON | RYAN RESIDENCE | 60 RUMSTICK RD | UST-18669 | Private Residence | 1 | 1984-10-09 | Permanently Closed | 2000 | Unknown
BARRINGTON | SAINT ANGELO MOTORS, INC. | 236 COUNTY RD | UST-382 | Commercials | 1 | 1968-04-01 | Permanently Closed | 500 | Gasoline
BARRINGTON | SAINT ANGELO MOTORS, INC. | 236 COUNTY RD | UST-382 | Commercials | 2 | 1972-04-01 | Permanently Closed | 2000 | Gasoline
BARRINGTON | SHELL COLBEA #30 | 242 COUNTY RD | UST-96 | Gasoline Station | 1 | 1984-02-01 | Permanently Closed | 10000 | Gasoline | Single Walled
BARRINGTON | SHELL COLBEA #30 | 242 COUNTY RD | UST-96 | Gasoline Station | 2 | 1984-02-01 | Permanently Closed | 10000 | Gasoline | Single Walled
BARRINGTON | SHELL COLBEA #30 | 242 COUNTY RD | UST-96 | Gasoline Station | 3 | 1984-02-01 | Permanently Closed | 10000 | Gasoline | Single Walled
BARRINGTON | SHELL COLBEA #30 | 242 COUNTY RD | UST-96 | Gasoline Station | 4 | 1984-10-09 | Permanently Closed | 500 | Waste Oil
BARRINGTON | SHELL COLBEA #30 | 242 COUNTY RD | UST-96 | Gasoline Station | 5 | 1961-06-01 | Permanently Closed | 550 | Heating Oil No.2
BARRINGTON | SHELL COLBEA #30 | 242 COUNTY RD | UST-96 | Gasoline Station | 6 | 1961-06-01 | Permanently Closed | 550 | Waste Oil
BARRINGTON | SHELL COLBEA #30 | 242 COUNTY RD | UST-96 | Gasoline Station | 7 | 1984-10-09 | Permanently Closed | 275 | Waste Oil
BARRINGTON | SHELL COLBEA #30 | 242 COUNTY RD | UST-96 | Gasoline Station | 8 | 2014-10-24 | In Use | 10000 | Gasoline | Double Walled | 2014-10-14
BARRINGTON | SHELL COLBEA #30 | 242 COUNTY RD | UST-96 | Gasoline Station | 9 | 2014-10-24 | In Use | 10000 | Gasoline | Double Walled | 2014-10-14
BARRINGTON | SHELL COLBEA #30 | 242 COUNTY RD | UST-96 | Gasoline Station | 10 | 2014-10-24 | In Use | 10000 | Diesel | Double Walled | 2014-10-14
BARRINGTON | SHINEHARMONY HOLDINGS, INC. | 27 MIDDLE HWY | UST-123 | Education Private | 1 | 1960-03-01 | Permanently Closed | 2000 | Gasoline
BARRINGTON | SHINEHARMONY HOLDINGS, INC. | 27 MIDDLE HWY | UST-123 | Education Private | 2 | 1960-03-01 | Permanently Closed | 275 | Heating Oil No.2
BARRINGTON | SHINEHARMONY HOLDINGS, INC. | 27 MIDDLE HWY | UST-123 | Education Private | 3 | 1960-03-01 | Permanently Closed | 2000 | Heating Oil No.2
BARRINGTON | SHINEHARMONY HOLDINGS, INC. | 27 MIDDLE HWY | UST-123 | Education Private | 4 | 1960-03-01 | Permanently Closed | 4000 | Heating Oil No.2
BARRINGTON | SOWANS SCHOOL | SOWANS RD | UST-16131 | Education - Town | 1 | 1962-10-01 | Permanently Closed | 6000 | Heating Oil No.4
BARRINGTON | ST. ANDREW'S SCHOOL | 63 FEDERAL RD | UST-241 | Education Private | 1 | 1950-03-01 | Permanently Closed | 1000 | Gasoline
BARRINGTON | ST. ANDREW'S SCHOOL | 63 FEDERAL RD | UST-241 | Education Private | 2 | 1970-03-01 | Permanently Closed | 1000 | Heating Oil No.2
BARRINGTON | ST. JOHN'S EPISCOPAL CHURCH | 191 COUNTY RD | UST-2588 | Other | 1 | 1984-10-09 | Permanently Closed | 1500 | Heating Oil No.2
BARRINGTON | ST. JOHN'S EPISCOPAL CHURCH | 191 COUNTY RD | UST-2588 | Other | 2 | 1984-10-09 | Permanently Closed | 1000 | Heating Oil No.2
BARRINGTON | ST. JOHN'S EPISCOPAL CHURCH | 191 COUNTY RD | UST-2588 | Other | 3 | 1994-10-01 | Permanently Closed | 3000 | Heating Oil No.2 | Double Walled
BARRINGTON | ST. JOHN'S EPISCOPAL CHURCH | 191 COUNTY RD | UST-2588 | Other | 4 | 1984-10-09 | Permanently Closed | 1000 | Heating Oil No.2
BARRINGTON | ST. LUKE CHURCH CORPORATION | 108 WASHINGTON RD | UST-3560 | Education Private | 1 | 1957-04-01 | Permanently Closed | 5000 | Heating Oil No.2
BARRINGTON | ST. LUKE CHURCH CORPORATION | 108 WASHINGTON RD | UST-3560 | Education Private | 2 | 1936-06-01 | Permanently Closed | 1000 | Heating Oil No.2
BARRINGTON | STANLEY'S BOAT YARD, INC. | 17 BARTON AVE | UST-891 | Commercials | 2 | 1984-10-09 | Permanently Closed | 1000 | Heating Oil No.2
BARRINGTON | STRIPER MARINA, INC. | 26 TYLER POINT RD | UST-723 | Commercials | 1 | 1991-08-05 | In Use | 2000 | Gasoline | Double Walled | 1999-04-06
BARRINGTON | STRIPER MARINA, INC. | 26 TYLER POINT RD | UST-723 | Commercials | 2 | 1984-10-09 | Permanently Closed | 2000 | Gasoline
BARRINGTON | TILLINGHAST ESTATE | 231 NAYATT RD | UST-3739 | Education Private | 1 | 1984-10-09 | Permanently Closed | 1000 | Heating Oil No.2
BARRINGTON | TOWN OF BARRINGTON/ZION BIBLE | 27 MIDDLE HWY | UST-1995 | Education - Town | 1 | 1984-10-09 | Permanently Closed | 10000 | Heating Oil No.2
BARRINGTON | VIC'S SERVICE | 424 MAPLE AVE | UST-8 | Gasoline Station | 1 | 1979-11-01 | Permanently Closed | 3000 | Gasoline
BARRINGTON | VIC'S SERVICE | 424 MAPLE AVE | UST-8 | Gasoline Station | 2 | 1958-11-01 | Permanently Closed | 3000 | Gasoline
BARRINGTON | VIC'S SERVICE | 424 MAPLE AVE | UST-8 | Gasoline Station | 3 | 1958-11-01 | Permanently Closed | 2000 | Gasoline
BARRINGTON | VIC'S SERVICE | 424 MAPLE AVE | UST-8 | Gasoline Station | 4 | 1979-11-01 | Permanently Closed | 6000 | Gasoline
BARRINGTON | VIC'S SERVICE | 424 MAPLE AVE | UST-8 | Gasoline Station | 5 | 1984-10-09 | Permanently Closed | 1000 | Waste Oil
BARRINGTON | VIC'S SERVICE | 424 MAPLE AVE | UST-8 | Gasoline Station | 6 | 1986-03-01 | Permanently Closed | 10000 | Gasoline | Single Walled
BARRINGTON | WALNUT ROAD SEWER PUMP STATION | WALNUT RD | UST-2805 | City/Town Government | 1 | 1978-09-01 | Permanently Closed | 1000 | Diesel
BARRINGTON | WALNUT ROAD SEWER PUMP STATION | WALNUT RD | UST-2805 | City/Town Government | 2 | 2007-02-13 | In Use | 600 | Diesel | Double Walled
BARRINGTON | WEST BARRINGTON AUTO SALES & SERVICE | 9 BAY SPRING AVE | UST-15000 | Other | 1 | 1984-10-09 | Permanently Closed | 275 | Unknown
BARRINGTON | WEST BARRINGTON AUTO SALES & SERVICE | 9 BAY SPRING AVE | UST-15000 | Other | 2 | 1984-10-09 | Permanently Closed | 1000 | Unknown
BARRINGTON | WEST BARRINGTON AUTO SALES & SERVICE | 9 BAY SPRING AVE | UST-15000 | Other | 3 | 1984-10-09 | Permanently Closed | 275 | Unknown
BRISTOL | 136 EXPRESS | 380 METACOM AVE | UST-3947 | Commercials | 1 | 1984-10-09 | Permanently Closed | 500 | Heating Oil No.2
BRISTOL | 165 POPPASQUASH ROAD | 165 POPPASQUASH RD | UST-4743 | Private Residence | 1 | 1984-10-09 | Permanently Closed | 2000 | Heating Oil No.2
BRISTOL | 4 M APARTMENTS, INC. | MULBERRY RD | UST-2313 | Commercials | 1 | 1973-01-01 | Permanently Closed | 500 | Heating Oil No.2
BRISTOL | 4 M APARTMENTS, INC. | MULBERRY RD | UST-2313 | Commercials | 2 | 1984-10-09 | Permanently Closed | 500 | Heating Oil No.2
BRISTOL | 4 M APARTMENTS, INC. | MASSASOIT AVE | UST-2314 | Commercials | 1 | 1976-04-01 | Permanently Closed | 1000 | Heating Oil No.2
BRISTOL | 4 M APARTMENTS, INC. | 400 METACOM AVE | UST-2315 | Commercials | 1 | 1979-04-01 | Permanently Closed | 1000 | Heating Oil No.2
BRISTOL | 47 REALTY CORPORATIONN | 47 GOODING AVE | UST-2183 | Commercials | 1 | 1977-09-01 | Permanently Closed | 3000 | Hazardous Substance
BRISTOL | 47 REALTY CORPORATIONN | 47 GOODING AVE | UST-2183 | Commercials | 2 | 1972-09-01 | Permanently Closed | 2500 | Heating Oil No.2
BRISTOL | ALMEIDA APARTMENTS | BAY VIEW AVE | UST-3950 | Education Private | 1 | 1984-10-09 | Permanently Closed | 2000 | Heating Oil No.2
BRISTOL | ANDREWS SCHOOL | HOPE ST | UST-3538 | Education - Town | 1 | 1984-10-09 | Permanently Closed | 4000 | Heating Oil No.4
BRISTOL | ANTHONY A. NUNES, INC. | 535 METACOM AVE | UST-1351 | Commercials | 1 | 1978-05-01 | Permanently Closed | 5000 | Gasoline
BRISTOL | ANTHONY A. NUNES, INC. | 535 METACOM AVE | UST-1351 | Commercials | 2 | 1980-05-01 | Permanently Closed | 10000 | Gasoline
BRISTOL | ANTHONY A. NUNES, INC. | 535 METACOM AVE | UST-1351 | Commercials | 3 | 1980-05-01 | Permanently Closed | 5000 | Diesel
BRISTOL | ANTONIO D'ANGELO, ESTATE OF | 99 STATE ST | UST-18121 | Private Residence | 1 | 1984-10-09 | Permanently Closed | 1500 | Heating Oil No.2
BRISTOL | APPLIED PLASTICS TECHNOLOGY, INC. | 45 BROAD COMMON RD | UST-2284 | Industrial | 1 | 1973-07-01 | Permanently Closed | 1000 | Heating Oil No.2
BRISTOL | APPLIED PLASTICS TECHNOLOGY, INC. | 45 BROAD COMMON RD | UST-2284 | Industrial | 2 | 1973-07-01 | Permanently Closed | 1000 | Heating Oil No.2
BRISTOL | ASERMELY PROPERTY | 410 HIGH ST | UST-4060 | Commercials | 1 | 1984-10-09 | Permanently Closed | 5000 | Gasoline
BRISTOL | ASERMELY PROPERTY | 410 HIGH ST | UST-4060 | Commercials | 2 | 1984-10-09 | Permanently Closed | 1000 | Gasoline
BRISTOL | ASERMELY PROPERTY | 410 HIGH ST | UST-4060 | Commercials | 3 | 1984-10-09 | Permanently Closed | 1000 | Gasoline
BRISTOL | BARNACLE BILLS RESTAURANT | 444-448 THAMES ST | UST-18330 | Commercials | 1 | 1984-10-09 | Permanently Closed | 100 | Motor Oil
BRISTOL | BARNACLE BILLS RESTAURANT | 444-448 THAMES ST | UST-18330 | Commercials | 2 | 1984-10-09 | Permanently Closed | 300 | Motor Oil
BRISTOL | BARNACLE BILLS RESTAURANT | 444-448 THAMES ST | UST-18330 | Commercials | 3 | 1984-10-09 | Permanently Closed | 2000 | Gasoline
BRISTOL | BARNACLE BILLS RESTAURANT | 444-448 THAMES ST | UST-18330 | Commercials | 4 | 1984-10-09 | Permanently Closed | 1000 | Heating Oil No.2
BRISTOL | BAYSHORE PARTNERSHIP | 210 AUBORETUM ST | UST-17054 | Commercials | 1 | 1984-10-09 | Permanently Closed | 2000 | Heating Oil No.2
BRISTOL | BERRETTO'S SERVICE, INC. | 756 HOPE ST | UST-978 | Gasoline Station | 1 | 1981-05-01 | Permanently Closed | 8000 | Gasoline | Single Walled
BRISTOL | BERRETTO'S SERVICE, INC. | 756 HOPE ST | UST-978 | Gasoline Station | 2 | 1981-05-01 | Permanently Closed | 10000 | Gasoline | Single Walled
BRISTOL | BERRETTO'S SERVICE, INC. | 756 HOPE ST | UST-978 | Gasoline Station | 3 | 1981-05-01 | Permanently Closed | 6000 | Gasoline | Single Walled
BRISTOL | BERRETTO'S SERVICE, INC. | 756 HOPE ST | UST-978 | Gasoline Station | 4 | 1981-05-01 | Permanently Closed | 10000 | Diesel | Single Walled
BRISTOL | BERRETTO'S SERVICE, INC. | 756 HOPE ST | UST-978 | Gasoline Station | 5 | 1981-05-01 | Permanently Closed | 550 | Heating Oil No.2
BRISTOL | BERRETTO'S SERVICE, INC. | 756 HOPE ST | UST-978 | Gasoline Station | 6 | 1981-05-01 | Permanently Closed | 550 | Waste Oil | Single Walled
BRISTOL | BERRETTO'S SERVICE, INC. | 756 HOPE ST | UST-978 | Gasoline Station | 7 | 1984-10-09 | Permanently Closed | 3000 | Gasoline
BRISTOL | BERRETTO'S SERVICE, INC. | 756 HOPE ST | UST-978 | Gasoline Station | 8 | 1984-10-09 | Permanently Closed | 3000 | Gasoline
BRISTOL | BLITHEWOLD MANSION (GARDENS/ARBORETUM) | 101 FERRY RD | UST-4140 | Commercials | 1 | 1984-10-09 | Permanently Closed | 500 | Gasoline
BRISTOL | BLITHEWOLD MANSION (GARDENS/ARBORETUM) | 101 FERRY RD | UST-4140 | Commercials | 2 | 1984-10-09 | Permanently Closed | 1000 | Heating Oil No.2
BRISTOL | BODELL RESIDENCE | 182 POPPASQUASH RD | UST-18902 | Private Residence | 1 | 1984-10-09 | Permanently Closed | 2000 | Unknown
BRISTOL | BRIAN SADLER | 141 POPPASQUASH RD | UST-18494 | Private Residence | 1 | 1984-10-09 | Permanently Closed | 2000 | Heating Oil No.2
BRISTOL | BRISTOL ARMORY | METACOM AVE | UST-2487 | Federal Government | 1 | 1957-10-01 | Permanently Closed | 8500 | Heating Oil No.2
BRISTOL | BRISTOL AUTO BODY WORKS | 80 GOODING AVE | UST-85 | Commercials | 1 | 1977-02-01 | In Use | 2000 | Heating Oil No.2
BRISTOL | BRISTOL BELLIS, INC. | 458 POPPASQUASH RD | UST-18882 | Private Residence | 1 | 1984-01-01 | Permanently Closed | 2000 | Heating Oil No.2
BRISTOL | BRISTOL COMMUNITY CENTER | CORNER OF CHURCH & THAMES ST | UST-2879 | City/Town Government | 1 | 1984-10-09 | Permanently Closed | 1000 | Heating Oil No.2
BRISTOL | BRISTOL COUNTY LAWNMOWER (FORMERLY) | 413 HIGH ST | UST-16030 | Commercials | 1 | 1984-10-09 | Permanently Closed | 2000 | Gasoline
BRISTOL | BRISTOL COUNTY LAWNMOWER (FORMERLY) | 413 HIGH ST | UST-16030 | Commercials | 2 | 1984-10-09 | Permanently Closed | 3000 | Gasoline
BRISTOL | BRISTOL COUNTY WASTEWATER TREATMENT FAC. | MONROE ST | UST-16477 | City/Town Government | 1 | 1987-06-01 | Permanently Closed | 1000 | Heating Oil No.2
BRISTOL | BRISTOL DEPARTMENT OF PUBLIC WORKS | 111 MOUNT HOPE AVE | UST-1732 | City/Town Government | 1 | 1970-04-01 | Permanently Closed | 10000 | Gasoline
BRISTOL | BRISTOL DEPARTMENT OF PUBLIC WORKS | 111 MOUNT HOPE AVE | UST-1732 | City/Town Government | 2 | 1989-04-01 | Permanently Closed | 10000 | Gasoline | Double Walled
BRISTOL | BRISTOL DEPARTMENT OF PUBLIC WORKS | 111 MOUNT HOPE AVE | UST-1732 | City/Town Government | 3 | 1970-04-01 | Permanently Closed | 4000 | Gasoline
BRISTOL | BRISTOL DEPARTMENT OF PUBLIC WORKS | 111 MOUNT HOPE AVE | UST-1732 | City/Town Government | 4 | 1989-04-01 | Permanently Closed | 10000 | Diesel | Double Walled
BRISTOL | BRISTOL DEPARTMENT OF PUBLIC WORKS | 111 MOUNT HOPE AVE | UST-1732 | City/Town Government | 5 | 1981-04-01 | Permanently Closed | 4000 | Diesel
BRISTOL | BRISTOL DEPARTMENT OF PUBLIC WORKS | 111 MOUNT HOPE AVE | UST-1732 | City/Town Government | 6 | 1979-06-01 | Permanently Closed | 1000 | Waste Oil
BRISTOL | BRISTOL DEPARTMENT OF PUBLIC WORKS | 111 MOUNT HOPE AVE | UST-1732 | City/Town Government | 7 | 1935-10-01 | Permanently Closed | 1000 | Heating Oil No.2
BRISTOL | BRISTOL DEPARTMENT OF PUBLIC WORKS | 111 MOUNT HOPE AVE | UST-1732 | City/Town Government | 8 | 1984-10-09 | Permanently Closed | 1000 | Gasoline
BRISTOL | BRISTOL DEPARTMENT OF PUBLIC WORKS | 111 MOUNT HOPE AVE | UST-1732 | City/Town Government | 9 | 1984-10-09 | Permanently Closed | 1000 | Gasoline
BRISTOL | BRISTOL HIGH SCHOOL | 199 CHESTNUT ST | UST-3536 | Education - Town | 1 | 1966-02-01 | Permanently Closed | 20000 | Heating Oil No.4
BRISTOL | BRISTOL INDUSTRIAL PARK, INC. | 500 WOOD ST | UST-1921 | Industrial | 1 | 1984-10-09 | Permanently Closed | 12000 | Unknown
BRISTOL | BRISTOL INDUSTRIAL PARK, INC. | 500 WOOD ST | UST-1921 | Industrial | 2 | 1984-10-09 | Permanently Closed | 1000 | Gasoline
BRISTOL | BRISTOL INDUSTRIAL PARK, INC. | 500 WOOD ST | UST-1921 | Industrial | 3 | 1984-10-09 | Permanently Closed | 500 | Gasoline
BRISTOL | BRISTOL INDUSTRIAL PARK, INC. | 500 WOOD ST | UST-1921 | Industrial | 4 | 1984-10-09 | Permanently Closed | 10000 | Mixture
BRISTOL | BRISTOL LAWNS | 47 GOODING AVE | UST-15498 | Commercials | 1 | 1984-10-09 | Permanently Closed | 2000 | Diesel
BRISTOL | BRISTOL LAWNS | 47 GOODING AVE | UST-15498 | Commercials | 2 | 1984-10-09 | Permanently Closed | 4000 | Diesel
BRISTOL | BRISTOL OIL COMPANY | 10 CENTER ST | UST-2102 | Commercials | 1 | 1937-05-01 | Permanently Closed | 10000 | Heating Oil No.2
BRISTOL | BRISTOL OIL COMPANY | 10 CENTER ST | UST-2102 | Commercials | 2 | 1984-10-09 | Permanently Closed | 4000 | Kerosene
BRISTOL | BRISTOL OIL COMPANY | 10 CENTER ST | UST-2102 | Commercials | 3 | 1937-05-01 | Permanently Closed | 10000 | Heating Oil No.2
BRISTOL | BRISTOL POLICE DEPT. | 395 METACOM AVE | UST-2513 | City/Town Government | 1 | 1978-04-01 | Permanently Closed | 3000 | Heating Oil No.2
BRISTOL | BRISTOL SHELL FOOD MART | 579 METACOM AVE | UST-920 | Gasoline Station | 1 | 1971-06-01 | Permanently Closed | 8000 | Gasoline
BRISTOL | BRISTOL SHELL FOOD MART | 579 METACOM AVE | UST-920 | Gasoline Station | 2 | 1988-03-01 | Permanently Closed | 12000 | Gasoline | Double Walled
BRISTOL | BRISTOL SHELL FOOD MART | 579 METACOM AVE | UST-920 | Gasoline Station | 3 | 1971-06-01 | Permanently Closed | 8000 | Gasoline
BRISTOL | BRISTOL SHELL FOOD MART | 579 METACOM AVE | UST-920 | Gasoline Station | 4 | 1988-03-01 | Permanently Closed | 12000 | Gasoline | Double Walled
BRISTOL | BRISTOL SHELL FOOD MART | 579 METACOM AVE | UST-920 | Gasoline Station | 5 | 1971-06-01 | Permanently Closed | 8000 | Gasoline
BRISTOL | BRISTOL SHELL FOOD MART | 579 METACOM AVE | UST-920 | Gasoline Station | 6 | 1988-03-01 | Permanently Closed | 12000 | Gasoline | Double Walled
BRISTOL | BRISTOL SHELL FOOD MART | 579 METACOM AVE | UST-920 | Gasoline Station | 7 | 1971-06-01 | Permanently Closed | 550 | Heating Oil No.2
BRISTOL | BRISTOL SHELL FOOD MART | 579 METACOM AVE | UST-920 | Gasoline Station | 8 | 1988-03-01 | Permanently Closed | 500 | Heating Oil No.2 | Double Walled
BRISTOL | BRISTOL SHELL FOOD MART | 579 METACOM AVE | UST-920 | Gasoline Station | 9 | 2018-01-25 | In Use | 15000 | Gasoline | Double Walled | 2018-04-16
BRISTOL | BRISTOL SHELL FOOD MART | 579 METACOM AVE | UST-920 | Gasoline Station | 10 | 2018-01-25 | In Use | 9000 | Gasoline | Double Walled | 2018-04-16
BRISTOL | BRISTOL SHELL FOOD MART | 579 METACOM AVE | UST-920 | Gasoline Station | 11 | 2018-01-25 | In Use | 6000 | Diesel | Double Walled | 2018-04-16
BRISTOL | BRISTOL TOWN HALL | 10 COURT ST | UST-2877 | City/Town Government | 1 | 1984-10-09 | In Use | 2000 | Heating Oil No.2
BRISTOL | BRISTOL TOYOTA, INC. | 706 METACOM AVE | UST-3410 | Commercials | 1 | 1982-03-01 | Permanently Closed | 500 | Heating Oil No.2
BRISTOL | BRISTOL TOYOTA, INC. | 706 METACOM AVE | UST-3410 | Commercials | 2 | 1982-03-01 | Permanently Closed | 500 | Heating Oil No.2
BRISTOL | BRISTOL TRAINING CENTER | ONE METACOM AVE | UST-18982 | State Government | 1 | 1984-10-09 | Permanently Closed | 1000 | Diesel
BRISTOL | BRISTOL WARREN GAS COMPANY | 25 GOODING AVE | UST-2798 | Commercials | 1 | 1984-10-09 | Permanently Closed | 5000 | Gasoline
BRISTOL | BRISTOL WARREN GAS COMPANY | 25 GOODING AVE | UST-2798 | Commercials | 2 | 1984-10-09 | Permanently Closed | 10000 | Gasoline
BRISTOL | BRISTOL WARREN GAS COMPANY | 25 GOODING AVE | UST-2798 | Commercials | 3 | 1984-10-09 | Permanently Closed | 10000 | Gasoline
BRISTOL | BRISTOL WARREN GAS COMPANY | 25 GOODING AVE | UST-2798 | Commercials | 4 | 1984-10-09 | Permanently Closed | 10000 | Gasoline
BRISTOL | BRISTOL WATER POLLUTION CONTROL FACILITY | 2 PLANT AVE | UST-2665 | City/Town Government | 1 | 1986-10-01 | Permanently Closed | 4000 | Diesel | Single Walled | 1998-10-23
BRISTOL | BRISTOL WELFARE DEPARTMENT | 9 COURT ST | UST-2878 | City/Town Government | 1 | 1984-10-09 | Permanently Closed | 1000 | Heating Oil No.2
BRISTOL | BRISTOL XPRESS | 1064 HOPE ST | UST-785 | Gasoline Station | 1 | 1988-12-01 | Permanently Closed | 8000 | Diesel | Single Walled
BRISTOL | BRISTOL XPRESS | 1064 HOPE ST | UST-785 | Gasoline Station | 2 | 1984-10-09 | Permanently Closed | 5000 | Gasoline
BRISTOL | BRISTOL XPRESS | 1064 HOPE ST | UST-785 | Gasoline Station | 3 | 1988-12-01 | Permanently Closed | 8000 | Gasoline | Single Walled
BRISTOL | BRISTOL XPRESS | 1064 HOPE ST | UST-785 | Gasoline Station | 4 | 1984-10-09 | Permanently Closed | 5000 | Gasoline
BRISTOL | BRISTOL XPRESS | 1064 HOPE ST | UST-785 | Gasoline Station | 5 | 1988-12-01 | Permanently Closed | 8000 | Gasoline | Single Walled
BRISTOL | BRISTOL XPRESS | 1064 HOPE ST | UST-785 | Gasoline Station | 6 | 1984-10-09 | Permanently Closed | 5000 | Gasoline
BRISTOL | BRISTOL XPRESS | 1064 HOPE ST | UST-785 | Gasoline Station | 7 | 1984-10-09 | Permanently Closed | 5000 | Gasoline
BRISTOL | BRISTOL XPRESS | 1064 HOPE ST | UST-785 | Gasoline Station | 8 | 1984-10-09 | Permanently Closed | 5000 | Gasoline
BRISTOL | BRISTOL XPRESS | 1064 HOPE ST | UST-785 | Gasoline Station | 9 | 1984-10-09 | Permanently Closed | 550 | Heating Oil No.2
BRISTOL | BRISTOL XPRESS | 1064 HOPE ST | UST-785 | Gasoline Station | 10 | 1984-10-09 | Permanently Closed | 550 | Waste Oil
BRISTOL | BRISTOL XPRESS | 1064 HOPE ST | UST-785 | Gasoline Station | 11 | 1984-10-09 | Permanently Closed | 1000 | Kerosene
BRISTOL | BRISTOL XPRESS | 1064 HOPE ST | UST-785 | Gasoline Station | 12 | 2019-11-04 | In Use | 8000 | Gasoline | Double Walled | 2019-11-09
BRISTOL | BRISTOL XPRESS | 1064 HOPE ST | UST-785 | Gasoline Station | 13 | 2019-11-04 | In Use | 4000 | Gasoline | Double Walled | 2019-11-09
BRISTOL | BRISTOL XPRESS | 1064 HOPE ST | UST-785 | Gasoline Station | 14 | 2019-11-04 | In Use | 8000 | Gasoline | Double Walled | 2019-11-09
BRISTOL | BRISTOL XPRESS | 1064 HOPE ST | UST-785 | Gasoline Station | 15 | 2019-11-04 | In Use | 4000 | Diesel | Double Walled | 2019-11-09
BRISTOL | BRISTOL YACHT CLUB | POPPASQUASH RD | UST-1273 | Other | 1 | 1971-05-01 | Permanently Closed | 8000 | Gasoline
BRISTOL | BYFIELD SCHOOL | HIGH & CHURCH ST | UST-1164 | Education - Town | 1 | 1984-10-09 | Permanently Closed | 10000 | Heating Oil No.2
BRISTOL | C.J. PEARSON COMPANY | 281 FRANKLIN ST | UST-2758 | Commercials | 1 | 1975-06-01 | Permanently Closed | 2000 | Hazardous Substance
BRISTOL | CLOSED BENNYS IN BRISTOL | 655 METACOM AVE | UST-4790 | Commercials | 1 | 1984-10-09 | Permanently Closed | 2000 | Heating Oil No.2 | Single Walled
BRISTOL | CLOSED BENNYS IN BRISTOL | 655 METACOM AVE | UST-4790 | Commercials | 2 | 1984-10-09 | Permanently Closed | 2000 | Heating Oil No.2 | Single Walled
BRISTOL | COLT CONSTRUCTION CO., INC. | 37 WALL ST | UST-1640 | Commercials | 1 | 1983-03-01 | Permanently Closed | 1000 | Gasoline
BRISTOL | COLT CONSTRUCTION CO., INC. | 37 WALL ST | UST-1640 | Commercials | 2 | 1984-10-09 | Permanently Closed | 1500 | Gasoline
BRISTOL | COLT SCHOOL | 570 HOPE ST | UST-3535 | Education - Town | 1 | 1984-10-09 | Permanently Closed | 4000 | Heating Oil No.4
BRISTOL | COLT SCHOOL | 570 HOPE ST | UST-3535 | Education - Town | 2 | 1998-07-30 | In Use | 4000 | Heating Oil No.2 | Double Walled
BRISTOL | COLT STATE PARK | HOPE ST | UST-1490 | State Government | 1 | 1984-10-09 | Permanently Closed | 5000 | Gasoline
BRISTOL | COLUMBUS CLUB OF BRISTOL | 549 METACOM AVE | UST-4083 | Commercials | 1 | 1984-10-09 | Permanently Closed | 425 | Heating Oil No.2
BRISTOL | CONVERSE MILL | 45 BUTTONWOODS AVE | UST-15634 | Commercials | 1 | 1984-10-09 | Permanently Closed | 10000 | Heating Oil No.6
BRISTOL | CONVERSE MILL | 45 BUTTONWOODS AVE | UST-15634 | Commercials | 2 | 1984-10-09 | Permanently Closed | 10000 | Heating Oil No.6
BRISTOL | CONVERSE MILL | 45 BUTTONWOODS AVE | UST-15634 | Commercials | 3 | 1984-10-09 | Permanently Closed | 4000 | Hazardous Substance
BRISTOL | COUNTY CLEANSERS | 76 STATE ST | UST-2872 | Commercials | 1 | 1962-10-01 | Permanently Closed | 2000 | Heating Oil No.2 | Single Walled
BRISTOL | CUMBERLAND FARMS #3867 | 390 METACOM AVE | UST-3701 | Gasoline Station | 1 | 1994-09-01 | In Use | 10000 | Gasoline | Double Walled | 1994-09-01
BRISTOL | CUMBERLAND FARMS #3867 | 390 METACOM AVE | UST-3701 | Gasoline Station | 2 | 1994-09-01 | In Use | 12000 | Gasoline | Double Walled | 1994-09-01
BRISTOL | CUMBERLAND FARMS, INC. | 800 HOPE ST | UST-624 | Gasoline Station | 1 | 1956-07-01 | Permanently Closed | 550 | Diesel
BRISTOL | CUMBERLAND FARMS, INC. | 800 HOPE ST | UST-624 | Gasoline Station | 2 | 1956-07-01 | Permanently Closed | 550 | Waste Oil
BRISTOL | CUMBERLAND FARMS, INC. | 800 HOPE ST | UST-624 | Gasoline Station | 3 | 1974-07-01 | Permanently Closed | 4000 | Gasoline
BRISTOL | CUMBERLAND FARMS, INC. | 800 HOPE ST | UST-624 | Gasoline Station | 4 | 1974-07-01 | Permanently Closed | 4000 | Gasoline
BRISTOL | CUMBERLAND FARMS, INC. | 800 HOPE ST | UST-624 | Gasoline Station | 5 | 1974-07-01 | Permanently Closed | 6000 | Gasoline
BRISTOL | CUP DEFENDERS ASSN., INC. | 230 WOOD ST | UST-2868 | Industrial | 1 | 1971-11-01 | Permanently Closed | 1000 | Heating Oil No.2 | Single Walled
BRISTOL | DAN ANGELONE AUTOMOBILE SUPERSTORE | 685 METACOM AVE | UST-3101 | Commercials | 1 | 1986-10-01 | Permanently Closed | 5000 | Gasoline
BRISTOL | DAN ANGELONE AUTOMOBILE SUPERSTORE | 685 METACOM AVE | UST-3101 | Commercials | 2 | 1986-10-01 | Permanently Closed | 1000 | Waste Oil
BRISTOL | DAPONTES LANDSCAPING SERVICES, INC. | 25 BAKER ST | UST-19241 | Commercials | 1 | 1984-10-09 | Permanently Closed | 1000 | Gasoline
BRISTOL | DON LUIZ FILIPE ASSOC. | 9 SAINT ELIZABETH ST | UST-2371 | Commercials | 1 | 1984-05-01 | In Use | 425 | Heating Oil No.2
BRISTOL | DOUGLAS MACLEOD | 461 POPPASQUASH RD | UST-4034 | Private Residence | 1 | 1984-10-09 | Permanently Closed | 500 | Gasoline
BRISTOL | DOUGLAS MACLEOD | 461 POPPASQUASH RD | UST-4034 | Private Residence | 2 | 1984-10-09 | Permanently Closed | 2000 | Heating Oil No.2
BRISTOL | DOUGLAS MACLEOD | 461 POPPASQUASH RD | UST-4034 | Private Residence | 3 | 1984-10-09 | Permanently Closed | 1000 | Heating Oil No.2
BRISTOL | E.L.J., INC. | 703 METACOM AVE | UST-3375 | Commercials | 1 | 1991-04-01 | Permanently Closed | 6000 | Diesel | Double Walled
BRISTOL | EDWARD P. GRACE,III & HOLLY P. GRACE | 125 POPPASQUASH | UST-2677 | Private Residence | 1 | 1984-10-09 | In Use | 2000 | Heating Oil No.2
BRISTOL | ESTATE OF EVA M. FORMISANO | 310 HIGH ST | UST-18279 | Commercials | 1 | 1984-10-09 | Permanently Closed | 5000 | Heating Oil No.2
BRISTOL | ESTATE OF EVA M. FORMISANO | 310 HIGH ST | UST-18279 | Commercials | 2 | 1984-10-09 | Permanently Closed | 2000 | Heating Oil No.2
BRISTOL | FALUGO RESIDENCE | 82 HIGH ST | UST-18933 | Private Residence | 1 | 1984-10-09 | Permanently Closed | 1000 | Heating Oil No.2
BRISTOL | FALUGO'S | 18 STATE ST | UST-15661 | Commercials | 1 | 1984-10-09 | Permanently Closed | 1000 | Heating Oil No.2
BRISTOL | FIRST BAPTIST CHURCH | 250 HIGH ST | UST-4782 | Other | 1 | 1984-10-09 | Abandoned | 1000 | Heating Oil No.2
BRISTOL | FIRST CONGREGATIONAL CHURCH | 300 HIGH ST | UST-2321 | Other | 1 | 1984-10-09 | Permanently Closed | 3000 | Heating Oil No.2
BRISTOL | FIRST CONGREGATIONAL CHURCH | 300 HIGH ST | UST-2321 | Other | 2 | 1984-10-09 | Permanently Closed | 500 | Heating Oil No.2
BRISTOL | FIRST CONGREGATIONAL CHURCH | 281 HIGH ST | UST-16837 | Other | 1 | 1984-10-09 | Permanently Closed | 275 | Diesel
BRISTOL | FLEET NATIONAL BANK | 601 HOPE ST | UST-1365 | Commercials | 1 | 1949-03-01 | Permanently Closed | 1000 | Heating Oil No.2
BRISTOL | FLEET NATIONAL BANK | 315 HOPE ST | UST-15969 | Commercials | 1 | 1984-10-09 | Permanently Closed | 1000 | Gasoline
BRISTOL | FRANCO BROS., INC. | 301 METACOM AVE | UST-16398 | Commercials | 1 | 1984-10-09 | Permanently Closed | 4000 | Gasoline
BRISTOL | FRANCO BROS., INC. | 301 METACOM AVE | UST-16398 | Commercials | 2 | 1984-10-09 | Permanently Closed | 4000 | Gasoline
BRISTOL | FRANCO BROS., INC. | 301 METACOM AVE | UST-16398 | Commercials | 3 | 1984-10-09 | Permanently Closed | 4000 | Gasoline
BRISTOL | FRANCO BROS., INC. | 301 METACOM AVE | UST-16398 | Commercials | 4 | 1984-10-09 | Permanently Closed | 2000 | Gasoline
BRISTOL | GEOFFREY DAVIS | 485 POPPASQUASH RD | UST-18643 | Private Residence | 1 | 1984-10-09 | Permanently Closed | 300 | Gasoline
BRISTOL | GILS TV | 397 METACOM AVE | UST-2925 | Commercials | 1 | 1976-12-01 | Permanently Closed | 1000 | Heating Oil No.2
BRISTOL | GILS TV | 397 METACOM AVE | UST-2925 | Commercials | 2 | 1976-12-01 | Permanently Closed | 1000 | Heating Oil No.2
BRISTOL | GILS TV | 397 METACOM AVE | UST-2925 | Commercials | 3 | 1976-12-01 | Permanently Closed | 1000 | Heating Oil No.2
BRISTOL | GREEN POWER PARTS | 86 TUPELO ST | UST-1988 | Industrial | 1 | 1956-09-01 | Permanently Closed | 5000 | Heating Oil No.2
BRISTOL | GUITERAS SCHOOL | 35 WASHINGTON ST | UST-3537 | Education - Town | 1 | 1984-10-09 | Permanently Closed | 4000 | Heating Oil No.4
BRISTOL | GUITERAS SCHOOL | 35 WASHINGTON ST | UST-3537 | Education - Town | 2 | 1999-04-26 | In Use | 4000 | Heating Oil No.2 | Double Walled
BRISTOL | GUNTER HAFER (BED & BREAKFAST PROPERTY) | 333 POPPASQUASH RD | UST-4091 | Commercials | 1 | 1984-10-09 | Permanently Closed | 1000 | Heating Oil No.2 | Single Walled
BRISTOL | HAFFENREFFER MUSEUM OF ANTHROPOLOGY | 300 TOWER ST | UST-18419 | Education Private | 1 | 1984-10-09 | Permanently Closed | 1000 | Heating Oil No.2
BRISTOL | HAFFENREFFER MUSEUM OF ANTHROPOLOGY | 300 TOWER ST | UST-18419 | Education Private | 2 | 1984-10-09 | Permanently Closed | 2000 | Heating Oil No.2
BRISTOL | HAFFENREFFER MUSEUM OF ANTHROPOLOGY | 300 TOWER ST | UST-18419 | Education Private | 3 | 1984-10-09 | Permanently Closed | 1000 | Heating Oil No.2
BRISTOL | HERRESHOFF MARINE MUSEUM | 7 BURNSIDE ST | UST-17053 | Other | 1 | 1984-10-09 | Permanently Closed | 5000 | Heating Oil No.2
BRISTOL | HERRESHOFF MARINE MUSEUM | 7 BURNSIDE ST | UST-17053 | Other | 2 | 1984-10-09 | Permanently Closed | 2000 | Heating Oil No.2
BRISTOL | HERRESHOFF MARINE MUSEUM | 7 BURNSIDE ST | UST-17053 | Other | 3 | 1984-10-09 | Permanently Closed | 275 | Heating Oil No.2
BRISTOL | HERRESHOFF MARINE MUSEUM | 19 BURNSIDE ST | UST-4148 | Commercials | 1 | 1984-10-09 | Permanently Closed | 275 | Heating Oil No.2
BRISTOL | HERRESHOFF MARINE MUSEUM - THE BAY HOUSE | 169 HOPE ST | UST-2846 | Private Residence | 1 | 1979-10-01 | Permanently Closed | 2000 | Heating Oil No.2
BRISTOL | J.C. AUTOMOTIVE (FORMER RINALDI AUTO.) | 319 HIGH ST | UST-1631 | Gasoline Station | 1 | 1975-03-01 | Permanently Closed | 2000 | Gasoline
BRISTOL | J.C. AUTOMOTIVE (FORMER RINALDI AUTO.) | 319 HIGH ST | UST-1631 | Gasoline Station | 2 | 1975-03-01 | Permanently Closed | 2000 | Gasoline
BRISTOL | J.C. AUTOMOTIVE (FORMER RINALDI AUTO.) | 319 HIGH ST | UST-1631 | Gasoline Station | 3 | 1984-10-09 | Permanently Closed | 275 | Waste Oil
BRISTOL | J.P. SERPA CREAMERY | 591 METACOM AVE | UST-16114 | Gasoline Station | 1 | 1984-10-09 | Permanently Closed | 5000 | Gasoline
BRISTOL | J.P. SERPA CREAMERY | 591 METACOM AVE | UST-16114 | Gasoline Station | 2 | 1984-10-09 | Permanently Closed | 5000 | Gasoline
BRISTOL | J.P. SERPA CREAMERY | 591 METACOM AVE | UST-16114 | Gasoline Station | 3 | 1984-10-09 | Permanently Closed | 5000 | Gasoline
BRISTOL | J.P. SERPA CREAMERY | 591 METACOM AVE | UST-16114 | Gasoline Station | 4 | 1984-10-09 | Permanently Closed | 5000 | Gasoline
BRISTOL | J.P. SERPA CREAMERY | 591 METACOM AVE | UST-16114 | Gasoline Station | 5 | 1984-10-09 | Permanently Closed | 6000 | Gasoline
BRISTOL | J.P. SERPA CREAMERY | 591 METACOM AVE | UST-16114 | Gasoline Station | 6 | 1984-10-09 | Permanently Closed | 500 | Heating Oil No.2
BRISTOL | JACQUELINE MORRISON PROPERTY | 130 TOWER ST | UST-19094 | Private Residence | 1 | 1984-10-09 | Permanently Closed | 2000 | Heating Oil No.2
BRISTOL | JICK REALTY CO. (FORMER BRITO ENTER.) | 605 METACOM AVE | UST-3338 | Commercials | 1 | 1960-06-01 | Permanently Closed | 4000 | Gasoline
BRISTOL | JICK REALTY CO. (FORMER BRITO ENTER.) | 605 METACOM AVE | UST-3338 | Commercials | 2 | 1960-06-01 | Permanently Closed | 2000 | Heating Oil No.2
BRISTOL | JICK REALTY CO. (FORMER BRITO ENTER.) | 605 METACOM AVE | UST-3338 | Commercials | 3 | 1984-10-09 | Permanently Closed | 2000 | Mixture
BRISTOL | JOHN ANDRADE INSURANCE AGENCY | 555 HOPE ST | UST-2489 | Commercials | 1 | 1984-04-01 | Permanently Closed | 425 | Heating Oil No.2
BRISTOL | JOSEPH MELLO | 8 WOOD ST | UST-2848 | Private Residence | 1 | 1980-09-01 | Permanently Closed | 1500 | Heating Oil No.2
BRISTOL | KAVANAUGH RESIDENCE | 13 LOW LN | UST-4891 | Private Residence | 1 | null | Permanently Closed | 2000 | Heating Oil No.2 | Single Walled
BRISTOL | LARRY HYNSON & SON INC. | 93 GOODING AVE | UST-2623 | Commercials | 1 | 1979-10-01 | Permanently Closed | 10000 | Gasoline
BRISTOL | LARRY HYNSON & SON INC. | 93 GOODING AVE | UST-2623 | Commercials | 2 | 1984-10-09 | Permanently Closed | 500 | Heating Oil No.2
BRISTOL | LOBSTER POT RESTAURANT | 119 HOPE ST | UST-16671 | Commercials | 1 | 1984-10-09 | Permanently Closed | 3000 | Heating Oil No.2
BRISTOL | LOUIS & RENATO DEALMEIDA | 382 THAMES ST | UST-15595 | Private Residence | 1 | 1984-10-09 | Permanently Closed | 1500 | Gasoline
BRISTOL | LOUIS & RENATO DEALMEIDA | 382 THAMES ST | UST-15595 | Private Residence | 2 | 1984-10-09 | Permanently Closed | 1000 | Gasoline
BRISTOL | LOUIS & RENATO DEALMEIDA | 382 THAMES ST | UST-15595 | Private Residence | 3 | 1984-10-09 | Permanently Closed | 1000 | Gasoline
BRISTOL | MAE D. BIAGI | 268 POPPASQUASH RD | UST-3731 | Private Residence | 1 | 1980-12-01 | In Use | 2000 | Heating Oil No.2
BRISTOL | MARIE ROSSI | 459 POPPASQUASH RD | null | Private Residence | 1 | 1984-10-09 | Permanently Closed | 500 | Gasoline
BRISTOL | MATOS ASSOCIATES, LLC | 40 FRANKLIN ST | UST-56 | Commercials | 1 | 1949-02-01 | Permanently Closed | 10000 | Heating Oil No.6
BRISTOL | MATOS ASSOCIATES, LLC | 40 FRANKLIN ST | UST-56 | Commercials | 2 | 1932-02-01 | Permanently Closed | 3000 | Heating Oil No.6
BRISTOL | MATOS ASSOCIATES, LLC | 40 FRANKLIN ST | UST-56 | Commercials | 3 | 1932-02-01 | Permanently Closed | 3000 | Heating Oil No.6
BRISTOL | MATOS ASSOCIATES, LLC | 40 FRANKLIN ST | UST-56 | Commercials | 4 | 1965-02-01 | Permanently Closed | 4000 | Other
BRISTOL | METACOM SERVICE STATION | 335 METACOM AVE | UST-1968 | Gasoline Station | 1 | 1966-05-01 | Permanently Closed | 3000 | Gasoline
BRISTOL | METACOM SERVICE STATION | 335 METACOM AVE | UST-1968 | Gasoline Station | 2 | 1966-05-01 | Permanently Closed | 3000 | Gasoline
BRISTOL | METACOM SERVICE STATION | 335 METACOM AVE | UST-1968 | Gasoline Station | 3 | 1966-05-01 | Permanently Closed | 2000 | Gasoline
BRISTOL | METACOM SERVICE STATION | 335 METACOM AVE | UST-1968 | Gasoline Station | 4 | 1966-05-01 | Permanently Closed | 4000 | Gasoline
BRISTOL | METACOM SERVICE STATION | 335 METACOM AVE | UST-1968 | Gasoline Station | 5 | 1966-05-01 | Permanently Closed | 550 | Heating Oil No.2
BRISTOL | METACOM SERVICE STATION | 335 METACOM AVE | UST-1968 | Gasoline Station | 6 | 1966-05-01 | Permanently Closed | 550 | Waste Oil
BRISTOL | MOBIL OIL KINDER PROPERTY (RESIDENTIAL) | PAPASQUASH RD | UST-15656 | Private Residence | 1 | 1984-10-09 | Permanently Closed | 1000 | Gasoline
BRISTOL | MONOPEARL INC. | 15 WALL ST | UST-3534 | Industrial | 1 | 1978-01-01 | Permanently Closed | 3000 | Heating Oil No.2
BRISTOL | MONOPEARL INC. | 15 WALL ST | UST-3534 | Industrial | 2 | 1984-10-09 | Permanently Closed | 3000 | Heating Oil No.2
BRISTOL | MT. HOPE PUMPING STATION | 200 ANNAWAMSCUTT DR | UST-2949 | City/Town Government | 1 | 1985-01-01 | Permanently Closed | 2000 | Diesel | Single Walled
BRISTOL | MT.HOPE FARM | 250 METACOM AVE | UST-18575 | Farm | 1 | 1984-10-09 | Permanently Closed | 250 | Diesel
BRISTOL | MT.HOPE FARM | 250 METACOM AVE | UST-18575 | Farm | 2 | 1984-10-09 | Permanently Closed | 1000 | Gasoline
BRISTOL | MT.HOPE FARM | 250 METACOM AVE | UST-18575 | Farm | 3 | 1984-10-09 | Permanently Closed | 1000 | Gasoline
BRISTOL | MT.HOPE FARM | 250 METACOM AVE | UST-18575 | Farm | 4 | 1984-10-09 | Permanently Closed | 1000 | Gasoline
BRISTOL | NIKE CONTROL SITE | ACCESS RD | UST-16440 | State Government | 1 | 1984-10-09 | Permanently Closed | 1500 | Heating Oil No.2
BRISTOL | NIKE CONTROL SITE | ACCESS RD | UST-16440 | State Government | 2 | 1984-10-09 | Permanently Closed | 1500 | Heating Oil No.2
BRISTOL | NORTH FARM | 1359 HOPE ST | UST-16149 | Farm | 1 | 1971-10-01 | Permanently Closed | 275 | Heating Oil No.2
BRISTOL | NORTH FARM | 1359 HOPE ST | UST-16149 | Farm | 2 | 1971-10-01 | Permanently Closed | 500 | Gasoline
BRISTOL | NORTH FARM | 1359 HOPE ST | UST-16149 | Farm | 3 | 1984-10-09 | Permanently Closed | 500 | Gasoline
BRISTOL | OLIVER SCHOOL | 151 STATE ST | UST-1165 | Education - Town | 1 | 1984-10-09 | Permanently Closed | 1000 | Heating Oil No.2
BRISTOL | OUR LADY OF MT. CARMEL SCHOOL | 141 STATE ST | UST-2020 | Education Private | 1 | 1983-06-01 | Permanently Closed | 1000 | Heating Oil No.2
BRISTOL | PAMELA LENEHAN PROPERTY | 459 POPPASQUASH RD | UST-2471 | Private Residence | 1 | 1984-10-09 | Permanently Closed | 1500 | Heating Oil No.2
BRISTOL | PAMELA LENEHAN PROPERTY | 459 POPPASQUASH RD | UST-2471 | Private Residence | 2 | 1984-10-09 | Permanently Closed | 500 | Gasoline
BRISTOL | PAUL GAUTHIER | 468 POPPASQUASH RD | UST-18981 | Private Residence | 1 | 1984-10-09 | Permanently Closed | 2000 | Heating Oil No.2
BRISTOL | PAWTUCKET FORMS CONSTRUCTION CO. | 37 ROMA ST | UST-2781 | Commercials | 1 | 1984-10-09 | Permanently Closed | 4000 | Gasoline
BRISTOL | PREMIER THREAD COMPANY | 345 THAMES ST | UST-3583 | Industrial | 1 | 1940-04-01 | Permanently Closed | 17500 | Heating Oil No.6
BRISTOL | PREMIER THREAD COMPANY | 345 THAMES ST | UST-3583 | Industrial | 2 | 1940-04-01 | Permanently Closed | 17500 | Heating Oil No.6
BRISTOL | PRIVATE RESIDENCE | 8 BURKE RD | UST-NR-9009 | Private Residence | 1 | null | Permanently Closed | 500 | Heating Oil No.2
BRISTOL | PSR INC. | 1282 HOPE ST | UST-2816 | Gasoline Station | 1 | 1984-10-09 | Permanently Closed | 4000 | Gasoline
BRISTOL | PSR INC. | 1282 HOPE ST | UST-2816 | Gasoline Station | 2 | 1984-10-09 | Permanently Closed | 4000 | Gasoline
BRISTOL | PSR INC. | 1282 HOPE ST | UST-2816 | Gasoline Station | 3 | 1984-10-09 | Permanently Closed | 4000 | Gasoline
BRISTOL | PSR INC. | 1282 HOPE ST | UST-2816 | Gasoline Station | 4 | 1984-10-09 | Permanently Closed | 8000 | Gasoline
BRISTOL | PSR INC. | 1282 HOPE ST | UST-2816 | Gasoline Station | 5 | 1984-10-09 | Permanently Closed | 6000 | Diesel
BRISTOL | PSR INC. | 1282 HOPE ST | UST-2816 | Gasoline Station | 6 | 1984-10-09 | Permanently Closed | 500 | Heating Oil No.2
BRISTOL | PSR INC. | 1282 HOPE ST | UST-2816 | Gasoline Station | 7 | 1984-10-09 | Permanently Closed | 500 | Waste Oil
BRISTOL | PSR INC. | 1282 HOPE ST | UST-2816 | Gasoline Station | 8 | 1999-03-29 | In Use | 12000 | Gasoline | Double Walled
BRISTOL | PSR INC. | 1282 HOPE ST | UST-2816 | Gasoline Station | 9 | 1999-03-29 | In Use | 6000 | Gasoline | Double Walled
BRISTOL | PSR INC. | 1282 HOPE ST | UST-2816 | Gasoline Station | 10 | 1999-03-29 | In Use | 4000 | Gasoline | Double Walled
BRISTOL | PSR INC. | 1282 HOPE ST | UST-2816 | Gasoline Station | 11 | 1999-03-29 | In Use | 8000 | Diesel | Double Walled
BRISTOL | REYNOLDS SCHOOL | 235 HIGH ST | UST-3539 | Education - Town | 1 | 1984-10-09 | Permanently Closed | 5000 | Heating Oil No.4
BRISTOL | RHODE ISLAND TURNPIKE & BRIDGE AUTHORITY | 3 BRISTOL FERRY RD | UST-19153 | State Government | 1 | 1984-10-09 | Permanently Closed | 1000 | Heating Oil No.2
BRISTOL | RHODE ISLAND TURNPIKE & BRIDGE AUTHORITY | 3 BRISTOL FERRY RD | UST-19153 | State Government | 2 | 1984-10-09 | Permanently Closed | 600 | Gasoline
BRISTOL | RHODE ISLAND TURNPIKE & BRIDGE AUTHORITY | 3 BRISTOL FERRY RD | UST-19153 | State Government | 3 | 1984-10-09 | Permanently Closed | 1128 | Gasoline
BRISTOL | RHODE ISLAND TURNPIKE & BRIDGE AUTHORITY | 3 BRISTOL FERRY RD | UST-19153 | State Government | 4 | 1984-10-09 | Permanently Closed | 1128 | Gasoline
BRISTOL | RHODE ISLAND VETERANS' HOME | 480 METACOM AVE | UST-2867 | State Government | 1 | 1984-10-09 | Permanently Closed | 500 | Gasoline
BRISTOL | RHODE ISLAND VETERANS' HOME | 480 METACOM AVE | UST-2867 | State Government | 2 | 1984-10-09 | Permanently Closed | 100 | Gasoline
BRISTOL | RHODE ISLAND VETERANS' HOME | 480 METACOM AVE | UST-2867 | State Government | 3 | 1955-10-01 | Permanently Closed | 150 | Gasoline
BRISTOL | RHODE ISLAND VETERANS' HOME | 480 METACOM AVE | UST-2867 | State Government | 4 | 1955-10-01 | Permanently Closed | 5000 | Heating Oil No.6
BRISTOL | RHODE ISLAND VETERANS' HOME | 480 METACOM AVE | UST-2867 | State Government | 5 | 1955-10-01 | Permanently Closed | 5000 | Heating Oil No.6
BRISTOL | RHODE ISLAND VETERANS' HOME | 480 METACOM AVE | UST-2867 | State Government | 6 | 1977-10-01 | Permanently Closed | 10000 | Heating Oil No.2
BRISTOL | RHODE ISLAND VETERANS' HOME | 480 METACOM AVE | UST-2867 | State Government | 7 | 1984-10-09 | Permanently Closed | 500 | Heating Oil No.2
BRISTOL | RHODE ISLAND VETERANS' HOME | 480 METACOM AVE | UST-2867 | State Government | 8 | 1984-10-09 | Permanently Closed | 1000 | Heating Oil No.2
BRISTOL | RI ELITE PROPERTIES | 170 BRADFORD ST | UST-2880 | Industrial | 1 | 1979-04-01 | Permanently Closed | 1000 | Heating Oil No.2
BRISTOL | RICO MACHINE COMPANY, INC. | 360 METACOM AVE | UST-16 | Commercials | 1 | 1979-11-01 | Permanently Closed | 1000 | Diesel
BRISTOL | ROBIN RUG INC. | 125 THAMES ST | UST-4012 | Commercials | 1 | 1984-10-09 | Permanently Closed | 20000 | Heating Oil No.6
BRISTOL | ROBIN RUG INC. | 125 THAMES ST | UST-4012 | Commercials | 2 | 1984-10-09 | Permanently Closed | 20000 | Heating Oil No.6
BRISTOL | ROCKWELL SCHOOL | 1225 HOPE ST | UST-1167 | Education - Town | 1 | 1951-07-01 | Permanently Closed | 1000 | Heating Oil No.2
BRISTOL | ROGER WILLIAMS UNIVERSITY | ONE OLD FERRY RD | UST-74 | Education Private | 1 | 1968-02-01 | Permanently Closed | 30000 | Heating Oil No.6
BRISTOL | ROGER WILLIAMS UNIVERSITY | ONE OLD FERRY RD | UST-74 | Education Private | 2 | 1983-03-01 | Permanently Closed | 2000 | Heating Oil No.2
BRISTOL | ROGER WILLIAMS UNIVERSITY | ONE OLD FERRY RD | UST-74 | Education Private | 3 | 1983-03-01 | Permanently Closed | 2000 | Heating Oil No.2
BRISTOL | ROGER WILLIAMS UNIVERSITY | ONE OLD FERRY RD | UST-74 | Education Private | 4 | 1983-02-01 | Permanently Closed | 2000 | Heating Oil No.2
BRISTOL | ROGER WILLIAMS UNIVERSITY | ONE OLD FERRY RD | UST-74 | Education Private | 5 | 1983-02-01 | Permanently Closed | 2000 | Heating Oil No.2
BRISTOL | ROGER WILLIAMS UNIVERSITY | ONE OLD FERRY RD | UST-74 | Education Private | 6 | 1983-02-01 | Permanently Closed | 2000 | Heating Oil No.2
BRISTOL | ROGER WILLIAMS UNIVERSITY | ONE OLD FERRY RD | UST-74 | Education Private | 7 | 1983-02-01 | Permanently Closed | 2000 | Heating Oil No.2
BRISTOL | ROGER WILLIAMS UNIVERSITY | ONE OLD FERRY RD | UST-74 | Education Private | 8 | 1983-02-01 | Permanently Closed | 2000 | Heating Oil No.2
BRISTOL | ROGER WILLIAMS UNIVERSITY | ONE OLD FERRY RD | UST-74 | Education Private | 9 | 1983-02-01 | Permanently Closed | 3000 | Heating Oil No.2
BRISTOL | ROGER WILLIAMS UNIVERSITY | ONE OLD FERRY RD | UST-74 | Education Private | 10 | 1960-02-01 | Permanently Closed | 2500 | Heating Oil No.2
BRISTOL | ROGER WILLIAMS UNIVERSITY | ONE OLD FERRY RD | UST-74 | Education Private | 11 | 1960-02-01 | Permanently Closed | 2000 | Heating Oil No.2
BRISTOL | ROGER WILLIAMS UNIVERSITY | ONE OLD FERRY RD | UST-74 | Education Private | 12 | 1983-02-01 | Permanently Closed | 1000 | Heating Oil No.2
BRISTOL | ROGER WILLIAMS UNIVERSITY | ONE OLD FERRY RD | UST-74 | Education Private | 13 | 1987-02-01 | Permanently Closed | 6000 | Heating Oil No.2 | Double Walled
BRISTOL | SILVER CREEK PUMPING STATION | PERRY ST | UST-2616 | City/Town Government | 1 | 1986-03-01 | Permanently Closed | 1000 | Diesel | Single Walled
BRISTOL | SINGLE FAMILY RESIDENTIAL PROPERTY | 24 MICHAEL DR | UST-4467 | Private Residence | 1 | 1984-10-09 | Permanently Closed | 3000 | Heating Oil No.2
BRISTOL | ST. COLUMBIAN RETIREMENT HOME | FERRY RD | UST-16076 | Other | 1 | 1984-10-09 | Permanently Closed | 4000 | Heating Oil No.2
BRISTOL | ST. ELIZABETH'S CHURCH | 577 WOOD ST | UST-2466 | Other | 1 | 1984-10-09 | In Use | 3000 | Heating Oil No.2
BRISTOL | ST. ELIZABETH'S CHURCH | 577 WOOD ST | UST-2466 | Other | 2 | 1984-10-09 | In Use | 3000 | Heating Oil No.2
BRISTOL | ST. MARY'S CHURCH | 330 WOOD ST | UST-2054 | Other | 1 | 1984-10-09 | Permanently Closed | 2000 | Heating Oil No.2 | Single Walled
BRISTOL | STATE GROUP HOME | 7 ANDREWS CT | UST-4787 | Multiple Residence | 1 | 1984-10-09 | Permanently Closed | 500 | Heating Oil No.2
BRISTOL | SUNSHINE OIL COMPANY, INC. | 374 METACOM AVE | UST-481 | Commercials | 1 | 1963-04-01 | Permanently Closed | 20000 | Heating Oil No.2
BRISTOL | SUNSHINE OIL COMPANY, INC. | 374 METACOM AVE | UST-481 | Commercials | 2 | 1963-04-01 | Permanently Closed | 20000 | Heating Oil No.2
BRISTOL | SUNSHINE OIL COMPANY, INC. | 374 METACOM AVE | UST-481 | Commercials | 3 | 1975-04-01 | Permanently Closed | 25000 | Heating Oil No.2
BRISTOL | SUNSHINE OIL COMPANY, INC. | 374 METACOM AVE | UST-481 | Commercials | 4 | 1975-04-01 | Permanently Closed | 25000 | Heating Oil No.2
BRISTOL | SUNSHINE OIL COMPANY, INC. | 374 METACOM AVE | UST-481 | Commercials | 5 | 1975-04-01 | Permanently Closed | 25000 | Heating Oil No.2
BRISTOL | SUNSHINE OIL COMPANY, INC. | 374 METACOM AVE | UST-481 | Commercials | 6 | 1983-04-01 | Permanently Closed | 2000 | Gasoline
BRISTOL | SUNSHINE OIL COMPANY, INC. | 374 METACOM AVE | UST-481 | Commercials | 7 | 1984-04-01 | Permanently Closed | 1000 | Diesel
BRISTOL | SUNSHINE OIL COMPANY, INC. | 374 METACOM AVE | UST-481 | Commercials | 8 | 1984-10-09 | Permanently Closed | 500 | Heating Oil No.2
BRISTOL | THAMES STREET LANDING | 251 THAMES ST | UST-18561 | Other | 1 | 1984-10-09 | Permanently Closed | 1000 | Gasoline
BRISTOL | THAMES STREET LANDING | 251 THAMES ST | UST-18561 | Other | 2 | 1984-10-09 | Permanently Closed | 1000 | Heating Oil No.2
BRISTOL | TOM'S SHELL | 412 METACOM & HOPEWORTH | UST-784 | Gasoline Station | 1 | 1961-02-01 | Permanently Closed | 4000 | Gasoline
BRISTOL | TOM'S SHELL | 412 METACOM & HOPEWORTH | UST-784 | Gasoline Station | 2 | 1987-01-01 | Permanently Closed | 12000 | Gasoline | Double Walled
BRISTOL | TOM'S SHELL | 412 METACOM & HOPEWORTH | UST-784 | Gasoline Station | 3 | 1961-02-01 | Permanently Closed | 4000 | Gasoline
BRISTOL | TOM'S SHELL | 412 METACOM & HOPEWORTH | UST-784 | Gasoline Station | 4 | 1987-01-01 | Permanently Closed | 12000 | Gasoline | Double Walled
BRISTOL | TOM'S SHELL | 412 METACOM & HOPEWORTH | UST-784 | Gasoline Station | 5 | 1961-02-01 | Permanently Closed | 4000 | Gasoline
BRISTOL | TOM'S SHELL | 412 METACOM & HOPEWORTH | UST-784 | Gasoline Station | 6 | 1987-01-01 | Permanently Closed | 12000 | Gasoline | Double Walled
BRISTOL | TOM'S SHELL | 412 METACOM & HOPEWORTH | UST-784 | Gasoline Station | 7 | 1970-02-01 | Permanently Closed | 4000 | Gasoline
BRISTOL | TOM'S SHELL | 412 METACOM & HOPEWORTH | UST-784 | Gasoline Station | 8 | 1971-02-01 | Permanently Closed | 4000 | Gasoline
BRISTOL | TOM'S SHELL | 412 METACOM & HOPEWORTH | UST-784 | Gasoline Station | 9 | 1961-02-01 | Permanently Closed | 500 | Heating Oil No.2
BRISTOL | TOM'S SHELL | 412 METACOM & HOPEWORTH | UST-784 | Gasoline Station | 10 | 1987-01-01 | Permanently Closed | 550 | Heating Oil No.2 | Double Walled
BRISTOL | TOM'S SHELL | 412 METACOM & HOPEWORTH | UST-784 | Gasoline Station | 11 | 1961-02-01 | Permanently Closed | 500 | Waste Oil
BRISTOL | TOM'S SHELL | 412 METACOM & HOPEWORTH | UST-784 | Gasoline Station | 12 | 1987-01-01 | Permanently Closed | 1000 | Waste Oil
BRISTOL | TOPSIDE LOUNGE, INC. | 805 HOPE ST | UST-18179 | Commercials | 1 | 1984-10-09 | Permanently Closed | 1500 | Gasoline
BRISTOL | TOPSIDE LOUNGE, INC. | 805 HOPE ST | UST-18179 | Commercials | 2 | 1984-10-09 | Permanently Closed | 1500 | Unknown
BRISTOL | TOPSIDE LOUNGE, INC. | 805 HOPE ST | UST-18179 | Commercials | 3 | 1984-10-09 | Permanently Closed | 3000 | Gasoline
BRISTOL | TOPSIDE LOUNGE, INC. | 805 HOPE ST | UST-18179 | Commercials | 4 | 1984-10-09 | Permanently Closed | 3000 | Gasoline
BRISTOL | TOPSIDE LOUNGE, INC. | 805 HOPE ST | UST-18179 | Commercials | 5 | 1984-10-09 | Permanently Closed | 1000 | Gasoline
BRISTOL | TOPSIDE LOUNGE, INC. | 805 HOPE ST | UST-18179 | Commercials | 6 | 1902-07-01 | Permanently Closed | 7000 | Gasoline
BRISTOL | U.S. COAST GUARD ANT BRISTOL | 1 THAMES ST | UST-1750 | Federal Government | 1 | 1965-04-01 | Permanently Closed | 600 | Heating Oil No.2
BRISTOL | U.S. COAST GUARD ANT BRISTOL | 1 THAMES ST | UST-1750 | Federal Government | 2 | 1984-10-09 | Permanently Closed | 1000 | Heating Oil No.2
BRISTOL | U.S. POST OFFICE BUILDING | 515 HOPE ST | UST-2205 | Federal Government | 1 | 1962-04-01 | Permanently Closed | 3000 | Heating Oil No.2
BRISTOL | US ARMY RESERVE TRAINING CENTER | ASYLUM RD | UST-1663 | Federal Government | 1 | 1971-03-01 | Permanently Closed | 3000 | Heating Oil No.2
BRISTOL | US ARMY RESERVE TRAINING CENTER | ASYLUM RD | UST-1663 | Federal Government | 2 | 1971-03-01 | Permanently Closed | 1000 | Heating Oil No.2
BRISTOL | US ARMY RESERVE TRAINING CENTER | ASYLUM RD | UST-1663 | Federal Government | 3 | 1971-03-01 | Permanently Closed | 1000 | Heating Oil No.2
BRISTOL | VFW - POST 237 | 850 HOPE ST | UST-2337 | Commercials | 1 | 1950-04-01 | Permanently Closed | 1000 | Heating Oil No.2
BRISTOL | WALLEY SCHOOL | 260 HIGH ST | UST-1166 | Education - Town | 1 | 1984-10-09 | Permanently Closed | 1000 | Heating Oil No.2 | Single Walled
BRISTOL | WATKINSON AUTOMOTIVE | STATE ST | UST-15155 | Commercials | 1 | 1984-10-09 | Permanently Closed | 3000 | Other
BRISTOL | WATKINSON AUTOMOTIVE | STATE ST | UST-15155 | Commercials | 2 | 1984-10-09 | Permanently Closed | 3000 | Other
BRISTOL | WATKINSON AUTOMOTIVE | STATE ST | UST-15155 | Commercials | 3 | 1984-10-09 | Permanently Closed | 3000 | Other
BRISTOL | WESTFALL ENGINEERING | 381 METACOM AVE | UST-15305 | Other | 1 | 1984-10-09 | Permanently Closed | 3000 | Gasoline
BRISTOL | WESTFALL ENGINEERING | 381 METACOM AVE | UST-15305 | Other | 2 | 1984-10-09 | Permanently Closed | 3000 | Gasoline
BRISTOL | WILLIAM J. DIAS | 12 FESSER AVE | UST-2272 | Private Residence | 1 | 1970-06-01 | Permanently Closed | 2000 | Heating Oil No.2
BRISTOL | WOLF PROPERTY | 25 FESSER AVE | UST-3998 | Private Residence | 1 | 1984-10-09 | Permanently Closed | 2000 | Heating Oil No.2
BURRILLVILLE | 610 DOUGLAS PIKE (RIDOT) | 610 DOUGLAS PIKE | UST-4919 | State Government | 1 | null | Permanently Closed | 1000 | Heating Oil No.2
BURRILLVILLE | A.T. LEVY SCHOOL | MAIN ST | UST-2768 | Education - Town | 1 | 1958-07-01 | Permanently Closed | 5000 | Heating Oil No.2
BURRILLVILLE | ALAN & REBECCA MADDOCK | POLE 38 SOUTH MAIN ST | UST-15449 | Private Residence | 1 | 1984-10-09 | Permanently Closed | 1000 | Gasoline
BURRILLVILLE | ALGONQUIN GAS TRANSMISSION COMPANY | WALLUM LAKE RD | UST-1835 | Gasoline Station | 1 | 1974-04-01 | Permanently Closed | 1000 | Gasoline
BURRILLVILLE | ASSEMBLY THEATER | 26 EAST AVE | UST-4581 | Other | 1 | 1933-01-01 | Permanently Closed | 1000 | Heating Oil No.2
BURRILLVILLE | ATLAS PALLET CORPORATION | 50 MILLS ST | UST-175 | Commercials | 1 | 1979-03-01 | Permanently Closed | 3000 | Diesel
BURRILLVILLE | BARBARA MANTSCH PROPERTY | 320 SHERMAN TOWN RD | UST-3901 | Private Residence | 1 | 1984-10-09 | Permanently Closed | 4000 | Heating Oil No.2
BURRILLVILLE | BAYBERRY COMMONS, INC. | 181 DAVIS DR | UST-19023 | Multiple Residence | 1 | 1984-02-02 | Permanently Closed | 10000 | Heating Oil No.2
BURRILLVILLE | BLACKSTONE VALLEY ELECTRIC COMPANY | SHERMAN RD | UST-595 | Industrial | 1 | 1970-04-01 | Permanently Closed | 500 | Diesel
BURRILLVILLE | BOLIDEN METECH, INC. | 1 MAIN ST | UST-1934 | Commercials | 1 | 1984-10-09 | Permanently Closed | 10000 | Heating Oil No.2
BURRILLVILLE | BRADFORD COURT APARTMENTS | 45 NORTH MAIN ST | UST-18978 | Multiple Residence | 1 | 1981-05-01 | Permanently Closed | 10000 | Heating Oil No.2 | Double Walled
BURRILLVILLE | BROS. OF SACRED HEART OF NEW ENGLAND | 685 STEERE FARM RD | UST-2928 | Other | 1 | 1960-08-01 | Permanently Closed | 7500 | Heating Oil No.2 | Single Walled
BURRILLVILLE | BROS. OF SACRED HEART OF NEW ENGLAND | 685 STEERE FARM RD | UST-2928 | Other | 2 | 1984-10-09 | Permanently Closed | 1000 | Gasoline
BURRILLVILLE | BROWN FUNERAL HOMES, INC. | 1496 VICTORY HWY | UST-1723 | Other | 1 | 1975-06-01 | Permanently Closed | 550 | Gasoline
BURRILLVILLE | BRUCE PROPERTY | RESERVOIR RD | UST-19220 | Commercials | 1 | 1984-10-09 | Permanently Closed | 1000 | Heating Oil No.2
BURRILLVILLE | BRUIN PLASTICS CO., INC. | 61 JOSLIN RD | UST-2898 | Industrial | 1 | 1984-10-09 | Permanently Closed | 4000 | Heating Oil No.2
BURRILLVILLE | BRUIN PLASTICS CO., INC. | 61 JOSLIN RD | UST-2898 | Industrial | 2 | 1984-10-09 | Permanently Closed | 5000 | Heating Oil No.2
BURRILLVILLE | BUCK HILL FAMILY CAMPGROUND | RFD #1 BOX 267 | UST-2413 | Private Residence | 1 | 1997-07-30 | In Use | 1000 | Heating Oil No.2
BURRILLVILLE | BURRILLVILLE ANIMAL SHELTER | 131 LANDFILL RD | UST-16008 | Commercials | 1 | 1984-10-09 | Permanently Closed | 275 | Heating Oil No.2
BURRILLVILLE | BURRILLVILLE DEPARTMENT OF PUBLIC WORKS | 65 UNION AVE | UST-1135 | City/Town Government | 1 | 1984-04-01 | Permanently Closed | 2000 | Gasoline
BURRILLVILLE | BURRILLVILLE DEPARTMENT OF PUBLIC WORKS | 65 UNION AVE | UST-1135 | City/Town Government | 2 | 1968-04-01 | Permanently Closed | 1000 | Diesel
BURRILLVILLE | BURRILLVILLE DEPARTMENT OF PUBLIC WORKS | 65 UNION AVE | UST-1135 | City/Town Government | 3 | 1975-04-01 | Permanently Closed | 4000 | Diesel
BURRILLVILLE | BURRILLVILLE DEPARTMENT OF PUBLIC WORKS | 65 UNION AVE | UST-1135 | City/Town Government | 4 | 1974-04-01 | Permanently Closed | 1000 | Heating Oil No.2
BURRILLVILLE | BURRILLVILLE DEPARTMENT OF PUBLIC WORKS | 65 UNION AVE | UST-1135 | City/Town Government | 5 | 1968-04-01 | Permanently Closed | 1000 | Heating Oil No.2
BURRILLVILLE | BURRILLVILLE HIGH SCHOOL | 425 EAST AVE | UST-18042 | Education - Town | 1 | 1984-10-09 | Permanently Closed | 2500 | Heating Oil No.2
BURRILLVILLE | BURRILLVILLE HIGH SCHOOL | 425 EAST AVE | UST-18042 | Education - Town | 2 | 1984-10-09 | Permanently Closed | 15000 | Heating Oil No.4
BURRILLVILLE | BURRILLVILLE JR./SR. HIGH SCHOOL | 95 EAST ST | UST-2767 | Education - Town | 1 | 1966-07-01 | In Use | 15000 | Heating Oil No.2
BURRILLVILLE | BURRILLVILLE MIDDLE SCHOOL | 2220 BRONCOS HWY | UST-3132 | Education - Town | 1 | 1984-10-09 | In Use | 10000 | Heating Oil No.2 | Double Walled
BURRILLVILLE | BURRILLVILLE MIDDLE SCHOOL | 2220 BRONCOS HWY | UST-3132 | Education - Town | 2 | 1988-06-01 | Permanently Closed | 500 | Diesel | Double Walled
BURRILLVILLE | BURRILLVILLE POLICE STATION | 1477 VICTORY HWY | UST-2764 | City/Town Government | 1 | 1980-07-01 | Permanently Closed | 4000 | Gasoline
BURRILLVILLE | BURRILLVILLE POLICE STATION | 1477 VICTORY HWY | UST-2764 | City/Town Government | 2 | 1980-07-01 | Permanently Closed | 3000 | Heating Oil No.2
BURRILLVILLE | BURRILLVILLE SCHOOL DEPT., SPEC. ED.(FORMERLY) | 92 NORTH MAIN ST | UST-19066 | Education - Town | 1 | 1984-10-09 | Permanently Closed | 550 | Heating Oil No.2
BURRILLVILLE | BURRILLVILLE SEWER COMMISSION | 183 NORTH SHORE DR | UST-3100 | City/Town Government | 1 | 1988-09-01 | Permanently Closed | 500 | Diesel | Single Walled
BURRILLVILLE | BURRILLVILLE SEWER TREATMENT PLANT | CLEAR RIVER DR | UST-18295 | City/Town Government | 1 | 1984-10-09 | Permanently Closed | 8000 | Heating Oil No.2
BURRILLVILLE | BURRILLVILLE SEWER TREATMENT PLANT | CLEAR RIVER DR | UST-18295 | City/Town Government | 2 | 1984-10-09 | Permanently Closed | 1500 | Diesel
BURRILLVILLE | BURRIVILLE TOWN HALL | 105 MAIN ST | UST-17454 | City/Town Government | 1 | 1984-10-09 | Permanently Closed | 2000 | Heating Oil No.2
BURRILLVILLE | C + S REALTY, LLC | 244 DAVIS DR | UST-1808 | Commercials | 1 | 1986-03-01 | In Use | 1000 | Heating Oil No.2
BURRILLVILLE | CHURCH OF THE BELOVED (EPISCOPAL) | 156 BROAD ST | UST-5052 | Other | 1 | null | Permanently Closed | 1000 | Heating Oil No.2 | Single Walled
BURRILLVILLE | COMMUNITY BAPTIST CHURCH | 175 CHURCH ST | UST-15976 | Other | 1 | 1984-10-09 | Permanently Closed | 4000 | Gasoline
BURRILLVILLE | COMMUNITY BAPTIST CHURCH | 175 CHURCH ST | UST-15976 | Other | 2 | 1984-10-09 | Permanently Closed | 5000 | Gasoline
BURRILLVILLE | COUNTRY VIEW GOLF CLUB | RR #4 COLWELL RD | UST-1907 | Commercials | 1 | 1978-05-01 | Permanently Closed | 500 | Gasoline
BURRILLVILLE | COVE METAL COMPANY | 65 MILL ST | UST-19249 | Commercials | 1 | 1984-10-09 | Permanently Closed | 275 | Heating Oil No.2
BURRILLVILLE | COVE METAL COMPANY | 65 MILL ST | UST-19249 | Commercials | 2 | 1984-10-09 | Permanently Closed | 1000 | Gasoline
BURRILLVILLE | COVE METAL COMPANY | 65 MILL ST | UST-19249 | Commercials | 3 | 1984-10-09 | Permanently Closed | 30000 | Heating Oil No.2
BURRILLVILLE | COVE METAL COMPANY | 65 MILL ST | UST-19249 | Commercials | 4 | 1984-10-09 | Permanently Closed | 30000 | Heating Oil No.6
BURRILLVILLE | CUMBERLAND FARMS | 138 MAIN ST | UST-17041 | Commercials | 1 | 1984-10-09 | Permanently Closed | 500 | Heating Oil No.2
BURRILLVILLE | D&R REALTY/ NELSON'S INC. | 400 MAIN ST | UST-2605 | Commercials | 1 | 1971-10-01 | Permanently Closed | 4000 | Gasoline
BURRILLVILLE | D&R REALTY/ NELSON'S INC. | 400 MAIN ST | UST-2605 | Commercials | 2 | 1989-01-01 | Permanently Closed | 500 | Heating Oil No.2
BURRILLVILLE | DANIELE PROSCIUTTO, INC. | 105 DAVIS DR | UST-3736 | Commercials | 1 | 1975-02-01 | Permanently Closed | 3000 | Heating Oil No.2
BURRILLVILLE | DANIELE PROSCIUTTO, INC. | 105 DAVIS DR | UST-3736 | Commercials | 2 | 1985-07-01 | Permanently Closed | 10000 | Heating Oil No.2 | Single Walled
BURRILLVILLE | DAVE VANDYKE | 1991 VICTORY HWY | UST-3811 | Education Private | 1 | 1984-10-09 | Permanently Closed | 500 | Heating Oil No.2
BURRILLVILLE | E.V.S. TOOL CO. | 240 MAIN ST | UST-15675 | Commercials | 1 | 1984-10-09 | Permanently Closed | 2000 | Gasoline
BURRILLVILLE | ELEANOR SLATER HOSPITAL - ZAMBARANO UNIT | 2090 WALLUM LAKE RD | UST-1533 | State Government | 1 | 1974-12-01 | Permanently Closed | 5080 | Gasoline
BURRILLVILLE | ELEANOR SLATER HOSPITAL - ZAMBARANO UNIT | 2090 WALLUM LAKE RD | UST-1533 | State Government | 2 | 1996-09-19 | Permanently Closed | 5000 | Gasoline | Double Walled | 2008-10-09
BURRILLVILLE | ELEANOR SLATER HOSPITAL - ZAMBARANO UNIT | 2090 WALLUM LAKE RD | UST-1533 | State Government | 3 | 1983-12-01 | Permanently Closed | 1000 | Gasoline
BURRILLVILLE | ELEANOR SLATER HOSPITAL - ZAMBARANO UNIT | 2090 WALLUM LAKE RD | UST-1533 | State Government | 4 | 1982-12-01 | Permanently Closed | 1000 | Diesel
BURRILLVILLE | ELEANOR SLATER HOSPITAL - ZAMBARANO UNIT | 2090 WALLUM LAKE RD | UST-1533 | State Government | 5 | 1955-12-01 | Permanently Closed | 1000 | Heating Oil No.2
BURRILLVILLE | ELEANOR SLATER HOSPITAL - ZAMBARANO UNIT | 2090 WALLUM LAKE RD | UST-1533 | State Government | 6 | 1955-12-01 | Permanently Closed | 1000 | Heating Oil No.2
BURRILLVILLE | ELEANOR SLATER HOSPITAL - ZAMBARANO UNIT | 2090 WALLUM LAKE RD | UST-1533 | State Government | 7 | 1955-12-01 | Permanently Closed | 1000 | Heating Oil No.2
BURRILLVILLE | ELEANOR SLATER HOSPITAL - ZAMBARANO UNIT | 2090 WALLUM LAKE RD | UST-1533 | State Government | 8 | 1935-04-01 | Permanently Closed | 20000 | Heating Oil No.6 | Single Walled
BURRILLVILLE | ELEANOR SLATER HOSPITAL - ZAMBARANO UNIT | 2090 WALLUM LAKE RD | UST-1533 | State Government | 9 | 1935-04-01 | Permanently Closed | 20000 | Heating Oil No.6 | Single Walled
BURRILLVILLE | ELEANOR SLATER HOSPITAL - ZAMBARANO UNIT | 2090 WALLUM LAKE RD | UST-1533 | State Government | 10 | 1990-07-01 | Permanently Closed | 2000 | Not Listed
BURRILLVILLE | FIRST UNIVERSALIST CHURCH OF BURILLVILLE | 134 MAIN ST | UST-18293 | Other | 1 | 1933-08-01 | Permanently Closed | 1000 | Heating Oil No.2 | Single Walled
BURRILLVILLE | FLEET NATIONAL BANK | FOUNTAIN ST | UST-1373 | Commercials | 1 | 1984-10-09 | Permanently Closed | 1000 | Heating Oil No.2
BURRILLVILLE | FRANCES MORONEY | 148 MAIN ST | UST-15561 | Other | 1 | 1984-10-09 | Permanently Closed | 2000 | Gasoline
BURRILLVILLE | FRANCES MORONEY | 148 MAIN ST | UST-15561 | Other | 2 | 1984-10-09 | Permanently Closed | 1000 | Heating Oil No.2
BURRILLVILLE | FRANCES MORONEY | 148 MAIN ST | UST-15561 | Other | 3 | 1984-10-09 | Permanently Closed | 1000 | Heating Oil No.2
BURRILLVILLE | FRANCES MORONEY | 148 MAIN ST | UST-15561 | Other | 4 | 1984-10-09 | Permanently Closed | 1000 | Heating Oil No.2
BURRILLVILLE | FRANCES MORONEY | 148 MAIN ST | UST-15561 | Other | 5 | 1984-10-09 | Permanently Closed | 1000 | Heating Oil No.2
BURRILLVILLE | FRANCES MORONEY | 148 MAIN ST | UST-15561 | Other | 6 | 1984-10-09 | Permanently Closed | 1000 | Gasoline
BURRILLVILLE | FRANCES MORONEY | 148 MAIN ST | UST-15561 | Other | 7 | 1984-10-09 | Permanently Closed | 800 | Gasoline
BURRILLVILLE | FRANCES MORONEY | 148 MAIN ST | UST-15561 | Other | 8 | 1984-10-09 | Permanently Closed | 500 | Gasoline
BURRILLVILLE | GASON & KIM SPERONI | 2333 VICTORY HWY | UST-3702 | Private Residence | 1 | 1964-06-01 | Permanently Closed | 2000 | Heating Oil No.2
BURRILLVILLE | GLENDALE FIRE DISTRICT | P.O. BOX 214 | UST-3629 | City/Town Government | 1 | 1978-10-01 | Permanently Closed | 2800 | Heating Oil No.2
BURRILLVILLE | GLENDALE SERVICE STATION | 1915 VICTORY HWY | UST-676 | Gasoline Station | 1 | 1975-04-01 | Permanently Closed | 4000 | Diesel
BURRILLVILLE | GLENDALE SERVICE STATION | 1915 VICTORY HWY | UST-676 | Gasoline Station | 2 | 1970-04-01 | Permanently Closed | 8000 | Gasoline
BURRILLVILLE | GLENDALE SERVICE STATION | 1915 VICTORY HWY | UST-676 | Gasoline Station | 3 | 1970-04-01 | Permanently Closed | 4000 | Gasoline
BURRILLVILLE | GLENDALE SERVICE STATION | 1915 VICTORY HWY | UST-676 | Gasoline Station | 4 | 1956-04-01 | Permanently Closed | 3000 | Gasoline
BURRILLVILLE | GLENDALE SERVICE STATION | 1915 VICTORY HWY | UST-676 | Gasoline Station | 5 | 1956-04-01 | Permanently Closed | 3000 | Gasoline
BURRILLVILLE | GLENDALE SERVICE STATION | 1915 VICTORY HWY | UST-676 | Gasoline Station | 6 | 1965-04-01 | Permanently Closed | 1000 | Waste Oil
BURRILLVILLE | GLS AUTO BODY | 790 WALLUM LAKE RD | UST-15579 | Commercials | 1 | 1984-10-09 | Permanently Closed | 1000 | Gasoline
BURRILLVILLE | GLS AUTO BODY | 790 WALLUM LAKE RD | UST-15579 | Commercials | 2 | 1984-10-09 | Permanently Closed | 1000 | Gasoline
BURRILLVILLE | H.L. GUERIN COMPANY | OLD RET. 102 & 107 | UST-15453 | Commercials | 1 | 1984-10-09 | Permanently Closed | 1000 | Gasoline
BURRILLVILLE | H.L. GUERIN COMPANY | OLD RET. 102 & 107 | UST-15453 | Commercials | 2 | 1984-10-09 | Permanently Closed | 1000 | Gasoline
BURRILLVILLE | H.L. GUERIN COMPANY | OLD RET. 102 & 107 | UST-15453 | Commercials | 3 | 1984-10-09 | Permanently Closed | 1000 | Gasoline
BURRILLVILLE | H.L. GUERIN COMPANY | OLD RET. 102 & 107 | UST-15453 | Commercials | 4 | 1984-10-09 | Permanently Closed | 1000 | Gasoline
BURRILLVILLE | H.L. GUERIN COMPANY | OLD RET. 102 & 107 | UST-15453 | Commercials | 5 | 1984-10-09 | Permanently Closed | 1000 | Gasoline
BURRILLVILLE | H.L. GUERIN COMPANY | OLD RET. 102 & 107 | UST-15453 | Commercials | 6 | 1984-10-09 | Permanently Closed | 550 | Gasoline
BURRILLVILLE | H.L. GUERIN COMPANY | OLD RET. 102 & 107 | UST-15453 | Commercials | 7 | 1984-10-09 | Permanently Closed | 3000 | Gasoline
BURRILLVILLE | HARRISVILLE WATER DEPARTMENT | CENTRAL AVE | UST-15770 | City/Town Government | 1 | 1984-10-09 | Permanently Closed | 500 | Heating Oil No.2
BURRILLVILLE | HISTORIC PASCOAG GRAMMAR, LLC | 265 SAYLES AVE | UST-2770 | Education - Town | 1 | 1950-07-01 | In Use | 2000 | Heating Oil No.2
BURRILLVILLE | HOME VIDEO STORE | 24 RIVER ST | UST-16445 | Commercials | 1 | 1984-10-09 | Permanently Closed | 1000 | Heating Oil No.2
BURRILLVILLE | I G A | RTE. 7 | UST-16037 | Commercials | 1 | 1984-10-09 | Permanently Closed | 1000 | Heating Oil No.2
BURRILLVILLE | JAMES POTTER, TRUSTEE HOSPITAL TRUST | 145 JOSLIN RD | UST-15916 | Private Residence | 1 | 1984-10-09 | Permanently Closed | 3000 | Heating Oil No.2
BURRILLVILLE | JOLICOEUR PROPERTY | 38-50 MAIN ST | UST-18866 | Commercials | 1 | 1984-10-09 | Permanently Closed | 3000 | Unknown
BURRILLVILLE | LAVALLEYS AUTO & TRUCK | 2822 VICTORY HWY | UST-18011 | Commercials | 1 | 1984-10-09 | Permanently Closed | 1000 | Diesel
BURRILLVILLE | LAVALLEYS AUTO & TRUCK | 2822 VICTORY HWY | UST-18011 | Commercials | 2 | 1984-10-09 | Permanently Closed | 1000 | Diesel
BURRILLVILLE | LAVALLEYS AUTO & TRUCK | 2822 VICTORY HWY | UST-18011 | Commercials | 3 | 1984-10-09 | Permanently Closed | 2000 | Diesel
BURRILLVILLE | LAVALLEYS AUTO & TRUCK | 2822 VICTORY HWY | UST-18011 | Commercials | 4 | 1984-10-09 | Permanently Closed | 2000 | Diesel
BURRILLVILLE | LDD ENTERPRISE, LLC (FORMERLY TUREX) | 770 DOUGLAS PKWY | UST-242 | Industrial | 1 | 1965-03-01 | Permanently Closed | 12000 | Heating Oil No.4
BURRILLVILLE | LDD ENTERPRISE, LLC (FORMERLY TUREX) | 770 DOUGLAS PKWY | UST-242 | Industrial | 2 | 1965-03-01 | Permanently Closed | 12000 | Heating Oil No.4
BURRILLVILLE | LEDGE WAREHOUSE LIQUORS, LTD. | 145 MAIN ST | UST-18353 | Commercials | 1 | 1984-10-09 | Permanently Closed | 2000 | Heating Oil No.2
BURRILLVILLE | LEDGE WAREHOUSE LIQUORS, LTD. | 145 MAIN ST | UST-18353 | Commercials | 2 | 1984-10-09 | Permanently Closed | 10000 | Gasoline
BURRILLVILLE | LEDGE WAREHOUSE LIQUORS, LTD. | 145 MAIN ST | UST-18353 | Commercials | 3 | 1984-10-09 | Permanently Closed | 6500 | Gasoline
BURRILLVILLE | LINCOLN GREEN REET HOME | 999 SOUTH MAIN ST | UST-16492 | Other | 1 | 1984-10-09 | Permanently Closed | 1000 | Heating Oil No.2
BURRILLVILLE | LOCKHEED ARCHITECTURAL SOLUTIONS | 925 S. MAIN ST | UST-2720 | Commercials | 1 | 1988-01-01 | In Use | 5000 | Heating Oil No.2 | Double Walled
BURRILLVILLE | LOCKHEED ARCHITECTURAL SOLUTIONS | 925 S. MAIN ST | UST-2720 | Commercials | 2 | 1984-10-09 | Permanently Closed | 5000 | Heating Oil No.2
BURRILLVILLE | LUCIEN MARTEL | 240 NORTH SHORE DR | UST-16136 | Commercials | 1 | 1964-10-01 | Permanently Closed | 1000 | Heating Oil No.2
BURRILLVILLE | MAPLEHILL MOBILE HOME VILLAGE #33 | 14 MAPLEWOOD DR | UST-18867 | Other | 1 | 1984-10-09 | Permanently Closed | 275 | Kerosene
BURRILLVILLE | MAPLEVILLE WASTEWATER PUMPING FACILITY | 37 NEW ST | UST-3289 | City/Town Government | 1 | 1992-10-27 | Permanently Closed | 600 | Diesel | Double Walled
BURRILLVILLE | MATHIAS MARCOUX | 255 OLD VICTORY HWY | UST-15256 | Private Residence | 1 | 1984-10-09 | Permanently Closed | 1500 | Gasoline
BURRILLVILLE | MATHIAS MARCOUX | 255 OLD VICTORY HWY | UST-15256 | Private Residence | 2 | 1984-10-09 | Permanently Closed | 1500 | Gasoline
BURRILLVILLE | MENARD RESIDENCE | 179 HARRISVILLE MAIN ST | UST-4734 | Private Residence | 1 | 1984-10-09 | Tank Not Found | 2500 | Heating Oil No.2
BURRILLVILLE | MICHAEL SOKOLL | 175 EAST AVE | UST-18314 | Private Residence | 1 | 1984-10-09 | Permanently Closed | 120 | Gasoline
BURRILLVILLE | MIDWAY AUTO SALES | 216 MAIN ST | UST-1311 | Gasoline Station | 1 | 1959-06-01 | Permanently Closed | 2000 | Gasoline
BURRILLVILLE | MIDWAY AUTO SALES | 216 MAIN ST | UST-1311 | Gasoline Station | 2 | 1959-06-01 | Permanently Closed | 2000 | Gasoline
BURRILLVILLE | MIDWAY AUTO SALES | 216 MAIN ST | UST-1311 | Gasoline Station | 3 | 1984-10-09 | Permanently Closed | 500 | Heating Oil No.2
BURRILLVILLE | MOE'S AUTO SERVICE | 158 CHAPEL ST | UST-2629 | Gasoline Station | 1 | 1979-07-01 | Permanently Closed | 5000 | Gasoline
BURRILLVILLE | MOE'S AUTO SERVICE | 158 CHAPEL ST | UST-2629 | Gasoline Station | 2 | 1971-07-01 | Permanently Closed | 3000 | Gasoline
BURRILLVILLE | MOE'S AUTO SERVICE | 158 CHAPEL ST | UST-2629 | Gasoline Station | 3 | 1984-10-09 | Permanently Closed | 1000 | Waste Oil
BURRILLVILLE | MOE'S AUTO SERVICE | 158 CHAPEL ST | UST-2629 | Gasoline Station | 4 | 1984-10-09 | Permanently Closed | 1000 | Waste Oil
BURRILLVILLE | MOE'S AUTO SERVICE | 158 CHAPEL ST | UST-2629 | Gasoline Station | 5 | 1984-10-09 | Permanently Closed | 5000 | Gasoline
BURRILLVILLE | NASONVILLE FIRE DISTRICT | 2577 VOCTORY HWY | UST-18831 | Other | 1 | 1984-10-09 | Permanently Closed | 500 | Unknown
BURRILLVILLE | NEW ENGLAND FARMS OF RI | 605 DOUGLAS TPKE | UST-339 | Gasoline Station | 1 | 1970-03-01 | Permanently Closed | 2000 | Gasoline
BURRILLVILLE | NEW ENGLAND FARMS OF RI | 605 DOUGLAS TPKE | UST-339 | Gasoline Station | 2 | 1985-03-01 | Permanently Closed | 10000 | Gasoline | Single Walled
BURRILLVILLE | NEW ENGLAND FARMS OF RI | 605 DOUGLAS TPKE | UST-339 | Gasoline Station | 3 | 1970-03-01 | Permanently Closed | 2000 | Gasoline
BURRILLVILLE | NEW ENGLAND FARMS OF RI | 605 DOUGLAS TPKE | UST-339 | Gasoline Station | 4 | 1985-03-01 | Permanently Closed | 10000 | Gasoline | Single Walled
BURRILLVILLE | NEW ENGLAND FARMS OF RI | 605 DOUGLAS TPKE | UST-339 | Gasoline Station | 5 | 1970-03-01 | Permanently Closed | 3000 | Gasoline
BURRILLVILLE | NEW ENGLAND FARMS OF RI | 605 DOUGLAS TPKE | UST-339 | Gasoline Station | 6 | 1985-03-01 | Permanently Closed | 10000 | Diesel | Single Walled
BURRILLVILLE | NEW ENGLAND FARMS OF RI | 605 DOUGLAS TPKE | UST-339 | Gasoline Station | 7 | 1981-03-01 | Permanently Closed | 5000 | Gasoline
BURRILLVILLE | NEW ENGLAND FARMS OF RI | 605 DOUGLAS TPKE | UST-339 | Gasoline Station | 8 | 1979-03-01 | Permanently Closed | 4000 | Diesel
BURRILLVILLE | NEW ENGLAND FARMS OF RI | 605 DOUGLAS TPKE | UST-339 | Gasoline Station | 9 | 1979-03-01 | Permanently Closed | 3000 | Diesel
BURRILLVILLE | NEW ENGLAND FARMS OF RI | 605 DOUGLAS TPKE | UST-339 | Gasoline Station | 10 | 1983-03-01 | Permanently Closed | 2000 | Kerosene
BURRILLVILLE | NEW ENGLAND FARMS OF RI | 605 DOUGLAS TPKE | UST-339 | Gasoline Station | 11 | 1984-03-01 | Permanently Closed | 8000 | Heating Oil No.2
BURRILLVILLE | NEW ENGLAND FARMS OF RI | 605 DOUGLAS TPKE | UST-339 | Gasoline Station | 12 | 1984-03-01 | Permanently Closed | 8000 | Heating Oil No.2
BURRILLVILLE | NEW ENGLAND FARMS OF RI | 605 DOUGLAS TPKE | UST-339 | Gasoline Station | 13 | 2013-04-02 | In Use | 8000 | Diesel | Double Walled
BURRILLVILLE | NEW ENGLAND FARMS OF RI | 605 DOUGLAS TPKE | UST-339 | Gasoline Station | 14 | 2013-04-02 | In Use | 4000 | Gasoline | Double Walled
BURRILLVILLE | NEW ENGLAND FARMS OF RI | 605 DOUGLAS TPKE | UST-339 | Gasoline Station | 15 | 2013-04-02 | In Use | 12000 | Gasoline | Double Walled
BURRILLVILLE | NEW ENGLAND TELEPHONE COMPANY | 33 PARK PL | UST-1203 | Commercials | 1 | 1984-10-09 | Permanently Closed | 1000 | Heating Oil No.2
BURRILLVILLE | NEW ENGLAND TELEPHONE COMPANY | 33 PARK PL | UST-1203 | Commercials | 2 | 1984-10-09 | Permanently Closed | 1000 | Diesel
BURRILLVILLE | NEW ENGLAND TELEPHONE COMPANY | 33 PARK PL | UST-1203 | Commercials | 3 | 1985-10-01 | Permanently Closed | 1000 | Diesel
BURRILLVILLE | NORTH AMERICAN BROADCASTING CO., INC. | LOG RD | UST-16111 | Commercials | 1 | 1984-10-09 | Permanently Closed | 500 | Gasoline
BURRILLVILLE | NORTHWEST COMM. NURSING/HEALTH SERV. INC | THE BRIDGEWAY | UST-3663 | Other | 1 | 1984-10-09 | Permanently Closed | 1000 | Heating Oil No.2
BURRILLVILLE | OAKLAND MAPLEVILLE FIRE DISTRICT | 963 VICTORY HWY | UST-15730 | City/Town Government | 1 | 1984-10-09 | Permanently Closed | 1000 | Heating Oil No.2
BURRILLVILLE | OAKLAND WASTEWATER PUMPING FACILITY | 1120 VICTORY HWY | UST-3288 | City/Town Government | 1 | 1992-10-29 | Permanently Closed | 550 | Diesel | Double Walled
BURRILLVILLE | OCEAN STATE POWER | 1575 SHERMAN FARM RD | UST-16269 | Commercials | 1 | 1990-01-01 | Permanently Closed | 1000 | Unknown
BURRILLVILLE | OCEAN STATE POWER | 1575 SHERMAN FARM RD | UST-16269 | Commercials | 2 | 1990-07-01 | Permanently Closed | 250 | Heating Oil No.2
BURRILLVILLE | OCEAN STATE POWER | 1575 SHERMAN FARM RD | UST-16269 | Commercials | 3 | 1990-07-01 | Permanently Closed | 250 | Heating Oil No.2
BURRILLVILLE | OCEAN STATE POWER | 1575 SHERMAN FARM RD | UST-16269 | Commercials | 4 | 1991-04-01 | Permanently Closed | 250 | Heating Oil No.2
BURRILLVILLE | OCEAN STATE POWER | 1575 SHERMAN FARM RD | UST-16269 | Commercials | 5 | 1991-04-01 | Permanently Closed | 250 | Heating Oil No.2
BURRILLVILLE | OCEAN STATE POWER | 1575 SHERMAN FARM RD | UST-16269 | Commercials | 6 | 1990-07-01 | Permanently Closed | 1500 | Heating Oil No.2
BURRILLVILLE | OCEAN STATE POWER | 1575 SHERMAN FARM RD | UST-16269 | Commercials | 7 | 1990-07-01 | Permanently Closed | 1500 | Heating Oil No.2
BURRILLVILLE | OCEAN STATE POWER | 1575 SHERMAN FARM RD | UST-16269 | Commercials | 8 | 1991-04-01 | Permanently Closed | 1500 | Mixture
BURRILLVILLE | OCEAN STATE POWER | 1575 SHERMAN FARM RD | UST-16269 | Commercials | 9 | 1991-04-01 | Permanently Closed | 1500 | Mixture
BURRILLVILLE | OVERLOOK NURSING HOME | P.O. BOX 152 | UST-3737 | Other | 1 | 1971-02-01 | Permanently Closed | 1000 | Heating Oil No.2
BURRILLVILLE | OVERLOOK NURSING HOME | P.O. BOX 152 | UST-3737 | Other | 2 | 1978-10-01 | Permanently Closed | 8000 | Heating Oil No.2
BURRILLVILLE | PAQUIN SERVICE STATION (FORMERLY) | 43 SOUTH MAIN ST | UST-15325 | Gasoline Station | 1 | 1984-10-09 | Permanently Closed | 2000 | Gasoline
BURRILLVILLE | PAQUIN SERVICE STATION (FORMERLY) | 43 SOUTH MAIN ST | UST-15325 | Gasoline Station | 2 | 1984-10-09 | Permanently Closed | 2000 | Gasoline
BURRILLVILLE | PAQUIN SERVICE STATION (FORMERLY) | 43 SOUTH MAIN ST | UST-15325 | Gasoline Station | 3 | 1984-10-09 | Permanently Closed | 6000 | Gasoline
BURRILLVILLE | PASCOAG AUTO PARTS | RTE. 100 | UST-15461 | Other | 1 | 1984-10-09 | Permanently Closed | 1000 | Unknown
BURRILLVILLE | PASCOAG AUTO PARTS | RTE. 100 | UST-15461 | Other | 2 | 1984-10-09 | Permanently Closed | 60 | Gasoline
BURRILLVILLE | PASCOAG AUTO PARTS | RTE. 100 | UST-15461 | Other | 3 | 1984-10-09 | Permanently Closed | 60 | Gasoline
BURRILLVILLE | PASCOAG BAKERY | 45 SOUTH MAIN ST | UST-17050 | Commercials | 1 | 1984-10-09 | Permanently Closed | 4000 | Heating Oil No.2
BURRILLVILLE | PASCOAG BAKERY | 45 SOUTH MAIN ST | UST-17050 | Commercials | 2 | 1984-10-09 | Permanently Closed | 4000 | Kerosene
BURRILLVILLE | PASCOAG BAKERY | 45 SOUTH MAIN ST | UST-17050 | Commercials | 3 | 1984-10-09 | Permanently Closed | 2000 | Kerosene
BURRILLVILLE | PASCOAG BAKERY | 45 SOUTH MAIN ST | UST-17050 | Commercials | 4 | 1984-10-09 | Permanently Closed | 2000 | Kerosene
BURRILLVILLE | PASCOAG FIRE DISTRICT | 55 SOUTH MAIN ST | null | City/Town Government | 1 | 1984-10-09 | In Use | 500 | Heating Oil No.2
BURRILLVILLE | PASCOAG FIRE DISTRICT | 141 HOWARD AVE | UST-19084 | Non-Profit Fire District | 1 | 1984-10-09 | Permanently Closed | 1000 | Heating Oil No.2
BURRILLVILLE | PASCOAG FIRE DISTRICT | 105 MAIN ST | UST-19139 | Non-Profit Fire District | 1 | 1984-10-09 | Permanently Closed | 1000 | Heating Oil No.2
BURRILLVILLE | PASCOAG MAIN STREET SERVICE STATION INC. | 24 NORTH MAIN ST | UST-692 | Gasoline Station | 1 | 1978-04-01 | Permanently Closed | 6000 | Gasoline | Single Walled
BURRILLVILLE | PASCOAG MAIN STREET SERVICE STATION INC. | 24 NORTH MAIN ST | UST-692 | Gasoline Station | 2 | 1978-04-01 | Permanently Closed | 6000 | Gasoline | Single Walled
BURRILLVILLE | PASCOAG MAIN STREET SERVICE STATION INC. | 24 NORTH MAIN ST | UST-692 | Gasoline Station | 3 | 1978-04-01 | Permanently Closed | 6000 | Gasoline | Single Walled
BURRILLVILLE | PASCOAG MAIN STREET SERVICE STATION INC. | 24 NORTH MAIN ST | UST-692 | Gasoline Station | 4 | 1978-04-01 | Permanently Closed | 500 | Heating Oil No.2
BURRILLVILLE | PASCOAG MAIN STREET SERVICE STATION INC. | 24 NORTH MAIN ST | UST-692 | Gasoline Station | 5 | 1983-04-01 | Permanently Closed | 1000 | Kerosene
BURRILLVILLE | PASCOAG MAIN STREET SERVICE STATION INC. | 24 NORTH MAIN ST | UST-692 | Gasoline Station | 6 | 1978-04-01 | Permanently Closed | 6000 | Diesel | Single Walled
BURRILLVILLE | PASCOAG MILL (FORMERLY) | 16 HIGH ST | UST-19300 | Commercials | 1 | 1984-10-09 | Permanently Closed | 5000 | Heating Oil No.6
BURRILLVILLE | PASCOAG POST OFFICE | THE BRIDGEWAY | UST-15289 | Federal Government | 1 | 1984-10-09 | Permanently Closed | 1000 | Heating Oil No.2
BURRILLVILLE | PAT'S SERVICE STATION | 438 CHAPEL ST | UST-1326 | Gasoline Station | 1 | 1960-04-01 | Permanently Closed | 2000 | Gasoline
BURRILLVILLE | PAT'S SERVICE STATION | 438 CHAPEL ST | UST-1326 | Gasoline Station | 2 | 1960-04-01 | Permanently Closed | 1000 | Gasoline
BURRILLVILLE | PAT'S SERVICE STATION | 438 CHAPEL ST | UST-1326 | Gasoline Station | 3 | 1984-10-09 | Permanently Closed | 500 | Waste Oil
BURRILLVILLE | REMINGTON LUMBER CO. | 1155 VICTORY HWY | UST-2115 | Commercials | 1 | 1961-12-01 | Permanently Closed | 1000 | Gasoline
BURRILLVILLE | RESERVOIR ROAD PUMP STATION | 377 RESERVOIR RD | UST-19159 | City/Town Government | 1 | 1984-10-09 | Permanently Closed | 550 | Diesel
BURRILLVILLE | RESERVOIR ROAD PUMP STATION | 377 RESERVOIR RD | UST-19159 | City/Town Government | 2 | 2003-05-30 | Permanently Closed | 600 | Diesel | Double Walled
BURRILLVILLE | RESIDENTIAL PROPERTY | 810 SNAKE HILL RD | UST-2263 | Private Residence | 1 | 1965-04-01 | Permanently Closed | 2000 | Heating Oil No.2
BURRILLVILLE | SINGLE FAMILY RESIDENCE | 134 CENTENNIAL ST | UST-4383 | Private Residence | 1 | 1984-10-09 | Permanently Closed | 1000 | Gasoline
BURRILLVILLE | SOUTH MAIN STREET PUMP STATION | 1088 SOUTH MAIN ST | UST-19232 | City/Town Government | 1 | 1984-10-09 | Permanently Closed | 550 | Diesel
BURRILLVILLE | ST. JOSEPH RC CHURCH | 183 SAYLES AVE | UST-1980 | Other | 1 | 1961-08-01 | Permanently Closed | 5000 | Heating Oil No.2
BURRILLVILLE | ST. JOSEPH RC CHURCH | 183 SAYLES AVE | UST-1980 | Other | 2 | 1984-10-09 | Permanently Closed | 1000 | Heating Oil No.2
BURRILLVILLE | ST. LOUIS CHAPEL | 1782 VICTORY HWY | UST-4639 | Other | 1 | 1984-10-09 | Permanently Closed | 500 | Heating Oil No.2
BURRILLVILLE | ST. PATRICK'S CHURCH | 45 HARRISVILLE MAIN ST | UST-2019 | Other | 1 | 1984-10-09 | Permanently Closed | 1000 | Heating Oil No.2
BURRILLVILLE | ST. PATRICK'S CHURCH | 45 HARRISVILLE MAIN ST | UST-2019 | Other | 2 | 1979-07-01 | Permanently Closed | 500 | Heating Oil No.2
BURRILLVILLE | ST. PATRICK'S CHURCH | 45 HARRISVILLE MAIN ST | UST-2019 | Other | 3 | 1984-10-09 | Permanently Closed | 1000 | Heating Oil No.2
BURRILLVILLE | ST. PATRICK'S CHURCH | 45 HARRISVILLE MAIN ST | UST-2019 | Other | 4 | 1984-10-09 | Permanently Closed | 500 | Heating Oil No.2
BURRILLVILLE | STEADMAN RESIDENCE | 645 SPRING LAKE RD | UST-19116 | Private Residence | 1 | 1984-10-09 | Permanently Closed | 2000 | Heating Oil No.2
BURRILLVILLE | STEERE FARM ELEMENTARY SCHOOL | 915 STEERE FARM RD | UST-1707 | Education - Town | 1 | 1946-04-01 | Permanently Closed | 10000 | Heating Oil No.2
BURRILLVILLE | STEERE FARM ELEMENTARY SCHOOL | 915 STEERE FARM RD | UST-1707 | Education - Town | 2 | 2003-12-12 | In Use | 10000 | Heating Oil No.2 | Double Walled
BURRILLVILLE | STILLWATER APARTMENTS | 173 MAIN ST | UST-3314 | Commercials | 1 | 1984-10-09 | Permanently Closed | 1500 | Heating Oil No.2
BURRILLVILLE | STILLWATER APARTMENTS | 173 MAIN ST | UST-3314 | Commercials | 2 | 1984-10-09 | In Use | 1000 | Heating Oil No.2
BURRILLVILLE | STILLWATER APARTMENTS | 173 MAIN ST | UST-3314 | Commercials | 3 | 1984-10-09 | Permanently Closed | 1000 | Heating Oil No.2
BURRILLVILLE | STILLWATER MILL COMPLEX | 244 HARRISVILLE MAIN ST | UST-17254 | City/Town Government | 1 | 1984-10-09 | Permanently Closed | 25000 | Heating Oil No.6
BURRILLVILLE | STILLWATER MILL COMPLEX | 244 HARRISVILLE MAIN ST | UST-17254 | City/Town Government | 2 | 1984-10-09 | Permanently Closed | 25000 | Heating Oil No.6
BURRILLVILLE | STILLWATER MILL COMPLEX | 244 HARRISVILLE MAIN ST | UST-17254 | City/Town Government | 3 | 1984-10-09 | Permanently Closed | 25000 | Heating Oil No.6
BURRILLVILLE | TOM DINOLA | 1021 EAST AVE | UST-15939 | Gasoline Station | 1 | 1984-10-09 | Permanently Closed | 1000 | Gasoline
BURRILLVILLE | TOM DINOLA | 1021 EAST AVE | UST-15939 | Gasoline Station | 2 | 1984-10-09 | Permanently Closed | 3000 | Gasoline
BURRILLVILLE | TOM DINOLA | 1021 EAST AVE | UST-15939 | Gasoline Station | 3 | 1984-10-09 | Permanently Closed | 5000 | Gasoline
BURRILLVILLE | TOM DINOLA | 1021 EAST AVE | UST-15939 | Gasoline Station | 4 | 1984-10-09 | Permanently Closed | 500 | Waste Oil
BURRILLVILLE | TOWN OF BURRILLVILLE, WHITE MILL PARK | ROUTE 100 | UST-16231 | City/Town Government | 1 | 1984-10-09 | Permanently Closed | 10000 | Heating Oil No.6
BURRILLVILLE | TOWN OF BURRIVILLE HOUSING AUTHORITY | ASHTON CT | UST-2453 | City/Town Government | 1 | 1968-08-01 | Permanently Closed | 10000 | Heating Oil No.2
BURRILLVILLE | TRINQUE SERVICE & SALES, INC. (FORMERLY) | 908 VICTORY HWY | UST-1323 | Gasoline Station | 1 | 1968-06-01 | Permanently Closed | 2000 | Gasoline
BURRILLVILLE | TRINQUE SERVICE & SALES, INC. (FORMERLY) | 908 VICTORY HWY | UST-1323 | Gasoline Station | 2 | 1956-06-01 | Permanently Closed | 2000 | Gasoline
BURRILLVILLE | U.S.P.S. | 131 HARRISVILLE MAIN ST | UST-2212 | Federal Government | 1 | 1950-01-01 | Permanently Closed | 1000 | Heating Oil No.2
BURRILLVILLE | UFO CORPORATION | 266 MAIN ST | UST-3395 | Commercials | 1 | 1984-10-09 | Permanently Closed | 5000 | Heating Oil No.2
BURRILLVILLE | VALLIERE REALTY ASSOC. | 33 NORTH MAIN ST | UST-4177 | Commercials | 1 | 1984-10-09 | Permanently Closed | 6000 | Heating Oil No.2
BURRILLVILLE | VALLIERS OIL SERVICE | 255 PASCOAG MAIN ST | UST-844 | Gasoline Station | 1 | 1945-04-01 | Permanently Closed | 2500 | Gasoline
BURRILLVILLE | VALLIERS OIL SERVICE | 255 PASCOAG MAIN ST | UST-844 | Gasoline Station | 2 | 1987-01-01 | Permanently Closed | 8000 | Gasoline
BURRILLVILLE | VALLIERS OIL SERVICE | 255 PASCOAG MAIN ST | UST-844 | Gasoline Station | 3 | 1945-04-01 | Permanently Closed | 2500 | Gasoline
BURRILLVILLE | VALLIERS OIL SERVICE | 255 PASCOAG MAIN ST | UST-844 | Gasoline Station | 4 | 1987-01-01 | Permanently Closed | 8000 | Gasoline
BURRILLVILLE | VALLIERS OIL SERVICE | 255 PASCOAG MAIN ST | UST-844 | Gasoline Station | 5 | 1970-04-01 | Permanently Closed | 3000 | Diesel
BURRILLVILLE | VALLIERS OIL SERVICE | 255 PASCOAG MAIN ST | UST-844 | Gasoline Station | 6 | 1987-01-01 | Permanently Closed | 8000 | Gasoline
BURRILLVILLE | VALLIERS OIL SERVICE | 255 PASCOAG MAIN ST | UST-844 | Gasoline Station | 7 | 1970-04-01 | Permanently Closed | 3000 | Diesel
BURRILLVILLE | VALLIERS OIL SERVICE | 255 PASCOAG MAIN ST | UST-844 | Gasoline Station | 8 | 1987-01-01 | Permanently Closed | 6000 | Diesel
BURRILLVILLE | VALLIERS OIL SERVICE | 255 PASCOAG MAIN ST | UST-844 | Gasoline Station | 9 | 1977-04-01 | Permanently Closed | 20000 | Heating Oil No.2
BURRILLVILLE | VALLIERS OIL SERVICE | 255 PASCOAG MAIN ST | UST-844 | Gasoline Station | 10 | 1977-04-01 | Permanently Closed | 20000 | Heating Oil No.2
BURRILLVILLE | VALLIERS OIL SERVICE | 255 PASCOAG MAIN ST | UST-844 | Gasoline Station | 11 | 1965-04-01 | Permanently Closed | 1000 | Kerosene
BURRILLVILLE | VALLIERS OIL SERVICE | 255 PASCOAG MAIN ST | UST-844 | Gasoline Station | 12 | 1987-01-01 | Permanently Closed | 6000 | Kerosene
BURRILLVILLE | VALLIERS OIL SERVICE | 255 PASCOAG MAIN ST | UST-844 | Gasoline Station | 13 | 1984-10-09 | Permanently Closed | 9000 | Kerosene
BURRILLVILLE | VILLAGE GAS 4 INC. | 180 CHAPEL ST | UST-3317 | Gasoline Station | 1 | 1979-04-01 | Permanently Closed | 6000 | Gasoline | Single Walled | 1999-03-01
BURRILLVILLE | VILLAGE GAS 4 INC. | 180 CHAPEL ST | UST-3317 | Gasoline Station | 2 | 1979-04-01 | Permanently Closed | 6000 | Gasoline | Single Walled | 1999-03-01
BURRILLVILLE | VILLAGE GAS 4 INC. | 180 CHAPEL ST | UST-3317 | Gasoline Station | 3 | 1979-04-01 | Permanently Closed | 8000 | Gasoline | Single Walled | 1999-03-01
BURRILLVILLE | VILLAGE GAS 4 INC. | 180 CHAPEL ST | UST-3317 | Gasoline Station | 4 | 2018-01-12 | In Use | 15000 | Gasoline | Double Walled | 2018-06-25
BURRILLVILLE | VILLAGE GAS 4 INC. | 180 CHAPEL ST | UST-3317 | Gasoline Station | 5 | 2018-01-12 | In Use | 7000 | Gasoline | Double Walled | 2018-06-25
BURRILLVILLE | VILLAGE GAS 4 INC. | 180 CHAPEL ST | UST-3317 | Gasoline Station | 6 | 2018-01-12 | In Use | 8000 | Diesel | Double Walled | 2018-06-25
BURRILLVILLE | WESTERN SAND & GRAVEL SITE | DOUGLAS PIKE | UST-15403 | Other | 1 | 1984-10-09 | Permanently Closed | 10000 | Waste Oil
BURRILLVILLE | WESTERN SAND & GRAVEL SITE | DOUGLAS PIKE | UST-15403 | Other | 2 | 1984-10-09 | Permanently Closed | 1000 | Heating Oil No.2
BURRILLVILLE | WILLIAM L. CALLAHAN SCHOOL | 75 CALLAHAN SCHOOL ST | UST-2769 | Education - Town | 1 | 1974-07-01 | Permanently Closed | 5000 | Heating Oil No.2
BURRILLVILLE | WILLIAM L. CALLAHAN SCHOOL | 75 CALLAHAN SCHOOL ST | UST-2769 | Education - Town | 2 | 1937-07-01 | Permanently Closed | 5000 | Heating Oil No.2
BURRILLVILLE | WRIGHTS FARM RESTAURANT, INC. | 84 INMAN RD | UST-3062 | Commercials | 1 | 1972-05-01 | Permanently Closed | 1000 | Heating Oil No.2
BURRILLVILLE | WRIGHTS FARM RESTAURANT, INC. | 84 INMAN RD | UST-3062 | Commercials | 2 | 1972-05-01 | In Use | 1000 | Heating Oil No.2
CENTRAL FALLS | 1304 HIGH STREET LLC | 1304 HIGH ST | UST-4736 | Commercials | 1 | 1984-10-09 | Permanently Closed | 1000 | Heating Oil No.2
CENTRAL FALLS | 1304 HIGH STREET LLC | 1304 HIGH ST | UST-4736 | Commercials | 2 | 1984-10-09 | Permanently Closed | 4000 | Diesel
CENTRAL FALLS | 1304 HIGH STREET LLC | 1304 HIGH ST | UST-4736 | Commercials | 3 | 1984-10-09 | Permanently Closed | 4000 | Diesel
CENTRAL FALLS | 1304 HIGH STREET LLC | 1304 HIGH ST | UST-4736 | Commercials | 4 | 1984-10-09 | Permanently Closed | 4000 | Diesel
CENTRAL FALLS | 23 CENTRAL STREET | 23 CENTRAL ST | UST-5056 | Commercials | 1 | null | Permanently Closed | 1000 | Heating Oil No.2
CENTRAL FALLS | 387 BROAD STREET | 387 BROAD ST | UST-4909 | Multiple Residence | 1 | null | Permanently Closed | 2000 | Heating Oil No.2
CENTRAL FALLS | 501 ROOSEVELT, LLC | 501 ROOSEVELT AVE | UST-4052 | Commercials | 1 | 1984-10-09 | Permanently Closed | 5000 | Heating Oil No.6
CENTRAL FALLS | ADAMS PUBLIC LIBRARY | 205 CENTRAL ST | UST-4701 | Education Private | 1 | 1984-10-09 | Permanently Closed | 1000 | Heating Oil No.2
CENTRAL FALLS | AISSIS PROPERTY | 122 PERRY ST | UST-19227 | Commercials | 1 | 1984-10-09 | Permanently Closed | 3000 | Heating Oil No.4
CENTRAL FALLS | APARTMENT BUILDING | 69 FALES ST | UST-2938 | Commercials | 1 | 1984-10-09 | In Use | 1187 | Heating Oil No.2
CENTRAL FALLS | ATLANTIC COAST CREATIONS | 1155 HIGH ST | UST-4221 | Commercials | 1 | 1984-10-09 | Permanently Closed | 10000 | Heating Oil No.6
CENTRAL FALLS | BOTELHO'S SUNOCO | 1190 BROAD ST | UST-1610 | Gasoline Station | 1 | 1956-03-01 | Permanently Closed | 4000 | Gasoline
CENTRAL FALLS | BOTELHO'S SUNOCO | 1190 BROAD ST | UST-1610 | Gasoline Station | 2 | 1990-08-01 | Permanently Closed | 8000 | Gasoline | Single Walled
CENTRAL FALLS | BOTELHO'S SUNOCO | 1190 BROAD ST | UST-1610 | Gasoline Station | 3 | 1956-03-01 | Permanently Closed | 4000 | Gasoline
CENTRAL FALLS | BOTELHO'S SUNOCO | 1190 BROAD ST | UST-1610 | Gasoline Station | 4 | 1990-08-01 | Permanently Closed | 8000 | Gasoline | Single Walled
CENTRAL FALLS | BOTELHO'S SUNOCO | 1190 BROAD ST | UST-1610 | Gasoline Station | 5 | 1984-10-09 | Permanently Closed | 2000 | Gasoline
CENTRAL FALLS | BOTELHO'S SUNOCO | 1190 BROAD ST | UST-1610 | Gasoline Station | 6 | 1990-08-01 | Permanently Closed | 4000 | Gasoline | Single Walled
CENTRAL FALLS | BURTON REALTY LLC RETAIL BUILDING | 400 BROAD ST | UST-4631 | Commercials | 1 | 1984-10-09 | Permanently Closed | 1000 | Heating Oil No.2
CENTRAL FALLS | CAMIRE CORPORATION | 835 HIGH ST | UST-1590 | Commercials | 1 | 1981-08-01 | Permanently Closed | 4000 | Gasoline
CENTRAL FALLS | CARTIE'S HEALTH CENTER | 21 LINCOLN AVE | UST-19166 | Other | 1 | 1984-10-09 | Permanently Closed | 750 | Diesel
CENTRAL FALLS | CASCADE ASSOCIATES | 500 HIGH ST | UST-1871 | Commercials | 1 | 1975-08-01 | Permanently Closed | 10000 | Heating Oil No.2
CENTRAL FALLS | CASCADE ASSOCIATES | 500 HIGH ST | UST-1871 | Commercials | 2 | 1975-08-01 | Permanently Closed | 5000 | Gasoline
CENTRAL FALLS | CASCADE ASSOCIATES | 500 HIGH ST | UST-1871 | Commercials | 3 | 1975-08-01 | Permanently Closed | 5000 | Diesel
CENTRAL FALLS | CASCADE ASSOCIATES | 500 HIGH ST | UST-1871 | Commercials | 4 | 1975-08-01 | Permanently Closed | 5000 | Gasoline
CENTRAL FALLS | CENTRAL FALLS CITY HALL | 580 BROAD ST | UST-4469 | City/Town Government | 1 | 1984-10-09 | Permanently Closed | 3000 | Heating Oil No.2
CENTRAL FALLS | CENTRAL FALLS HIGH SCHOOL | 24 SUMMER ST | UST-4489 | Education - Town | 1 | 1984-10-09 | Permanently Closed | 3000 | Heating Oil No.2
CENTRAL FALLS | CENTRAL FALLS PROPERTY PLAT #2 LOT 200A | INTERSECTION OF SAMOSET AND RIVER | UST-4979 | City/Town Government | 1 | null | Permanently Closed | 500 | Diesel | Single Walled
CENTRAL FALLS | CENTRAL FALLS SCHOOL DEPARTMENT | 21 HEDLEY AVE | UST-3874 | Education - Town | 1 | 1984-10-09 | Permanently Closed | 1000 | Heating Oil No.2
CENTRAL FALLS | CHACE CORPORATION | 6 CHACE'S LN | UST-4445 | Commercials | 1 | 1984-10-09 | Permanently Closed | 2000 | Heating Oil No.2
CENTRAL FALLS | CHADWICK YARN | 1075 HIGH ST | UST-19149 | Commercials | 1 | 1984-10-09 | Permanently Closed | 1000 | Heating Oil No.2
CENTRAL FALLS | CHILDRENS WORKSHOP | 151 HUNT ST | UST-4576 | Commercials | 1 | 1984-10-09 | Permanently Closed | 2000 | Heating Oil No.2
CENTRAL FALLS | CHILDRENS WORKSHOP | 151 HUNT ST | UST-4576 | Commercials | 2 | 1984-10-09 | Permanently Closed | 550 | Heating Oil No.2
CENTRAL FALLS | CITY OF CENTRAL FALLS | 495 PINE ST | UST-18275 | City/Town Government | 1 | 1984-10-09 | Permanently Closed | 1000 | Heating Oil No.2
CENTRAL FALLS | CITY OF CENTRAL FALLS | 1420 BROAD ST | UST-18463 | City/Town Government | 1 | 1984-10-09 | Permanently Closed | 10000 | Heating Oil No.2
CENTRAL FALLS | CITY OF CENTRAL FALLS (FORMER SCHOOL) | 925 DEXTER ST | UST-18391 | Education - Town | 1 | 1984-10-09 | Permanently Closed | 2000 | Heating Oil No.2
CENTRAL FALLS | CLAY STREET STUDIOS | 131 CLAY ST | UST-18313 | Commercials | 1 | 1984-10-09 | Permanently Closed | 2000 | Gasoline
CENTRAL FALLS | CLAY STREET STUDIOS | 131 CLAY ST | UST-18313 | Commercials | 2 | 1984-10-09 | Permanently Closed | 5000 | Heating Oil No.2
CENTRAL FALLS | CLAY STREET STUDIOS | 131 CLAY ST | UST-18313 | Commercials | 3 | 1984-10-09 | In Use | 10000 | Heating Oil No.2
CENTRAL FALLS | COMMERCIAL BUILDING | 444 ROOSEVELT AVE | UST-4018 | Commercials | 1 | 1984-10-09 | Permanently Closed | 1000 | Motor Oil
CENTRAL FALLS | COMMERCIAL BUILDING | 444 ROOSEVELT AVE | UST-4018 | Commercials | 2 | 1984-10-09 | Permanently Closed | 1000 | Gasoline
CENTRAL FALLS | COMMERCIAL BUILDING | 444 ROOSEVELT AVE | UST-4018 | Commercials | 3 | 1984-10-09 | Permanently Closed | 1000 | Heating Oil No.2
CENTRAL FALLS | CONRAD'S RESTAURANT | 1114 BROAD ST | UST-18297 | Commercials | 1 | 1984-10-09 | Permanently Closed | 1500 | Gasoline
CENTRAL FALLS | CONRAD'S RESTAURANT | 1114 BROAD ST | UST-18297 | Commercials | 2 | 1984-10-09 | Permanently Closed | 1500 | Gasoline
CENTRAL FALLS | CONRAD'S RESTAURANT | 1114 BROAD ST | UST-18297 | Commercials | 3 | 1984-10-09 | Permanently Closed | 550 | Motor Oil
CENTRAL FALLS | COSTA'S SERVICE CTR. | 355 BROAD ST | UST-3160 | Gasoline Station | 1 | 1957-03-01 | Permanently Closed | 4000 | Gasoline
CENTRAL FALLS | COSTA'S SERVICE CTR. | 355 BROAD ST | UST-3160 | Gasoline Station | 2 | 1957-03-01 | Permanently Closed | 4000 | Gasoline
CENTRAL FALLS | COSTA'S SERVICE CTR. | 355 BROAD ST | UST-3160 | Gasoline Station | 3 | 1942-10-01 | Permanently Closed | 2000 | Gasoline
CENTRAL FALLS | COSTA'S SERVICE CTR. | 355 BROAD ST | UST-3160 | Gasoline Station | 4 | 1942-10-01 | Permanently Closed | 2000 | Diesel
CENTRAL FALLS | COSTA'S SERVICE CTR. | 355 BROAD ST | UST-3160 | Gasoline Station | 5 | 1980-04-01 | Permanently Closed | 1000 | Other
CENTRAL FALLS | CREST DISTRIBUTORS, INC. | 1136 LONSDALE AVE | UST-2899 | Industrial | 1 | 1984-10-09 | Permanently Closed | 500 | Heating Oil No.2
CENTRAL FALLS | CREST DISTRIBUTORS, INC. | 1136 LONSDALE AVE | UST-2899 | Industrial | 2 | 1984-10-09 | Permanently Closed | 1000 | Heating Oil No.2
CENTRAL FALLS | CREST DISTRIBUTORS, INC. | 1136 LONSDALE AVE | UST-2899 | Industrial | 3 | 1984-10-09 | Permanently Closed | 1000 | Heating Oil No.2
CENTRAL FALLS | CREST DISTRIBUTORS, INC. | 1136 LONSDALE AVE | UST-2899 | Industrial | 4 | 1984-10-09 | Permanently Closed | 2000 | Heating Oil No.2
CENTRAL FALLS | CUMBERLAND FARMS, INC #3809 | 478 BROAD ST | UST-743 | Gasoline Station | 1 | 1973-04-01 | Permanently Closed | 8000 | Gasoline
CENTRAL FALLS | CUMBERLAND FARMS, INC #3809 | 478 BROAD ST | UST-743 | Gasoline Station | 2 | 1973-04-01 | Permanently Closed | 8000 | Gasoline
CENTRAL FALLS | CUMBERLAND FARMS, INC #3809 | 478 BROAD ST | UST-743 | Gasoline Station | 3 | 1973-04-01 | Permanently Closed | 8000 | Gasoline
CENTRAL FALLS | CUMBERLAND FARMS, INC #3809 | 478 BROAD ST | UST-743 | Gasoline Station | 4 | 1995-08-04 | In Use | 8000 | Gasoline | Double Walled | 1995-08-04
CENTRAL FALLS | CUMBERLAND FARMS, INC #3809 | 478 BROAD ST | UST-743 | Gasoline Station | 5 | 1995-08-02 | In Use | 8000 | Gasoline | Double Walled | 1995-08-04
CENTRAL FALLS | CUMBERLAND FARMS, INC #3809 | 478 BROAD ST | UST-743 | Gasoline Station | 6 | 1995-08-01 | In Use | 8000 | Gasoline | Double Walled | 1995-08-04
CENTRAL FALLS | DCS MANAGEMENT LLC | 503 DEXTER ST | UST-4935 | Commercials | 1 | null | Permanently Closed | 500 | Heating Oil No.2 | Single Walled
CENTRAL FALLS | DCS MANAGEMENT LLC | 503 DEXTER ST | UST-4936 | Commercials | 1 | null | Permanently Closed | 1000 | Gasoline
CENTRAL FALLS | DCS MANAGEMENT LLC | 503 DEXTER ST | UST-4936 | Commercials | 2 | null | Permanently Closed | 1000 | Gasoline
CENTRAL FALLS | DCS MANAGEMENT LLC | 503 DEXTER ST | UST-4936 | Commercials | 3 | null | Permanently Closed | 16000 | Gasoline
CENTRAL FALLS | DEXTER LAUNDROMAT | 336 DEXTER ST | UST-18298 | Commercials | 1 | 1978-09-23 | Permanently Closed | 4000 | Heating Oil No.2
CENTRAL FALLS | DNC HOLDINGS PROPERTY | 467 ROOSEVELT AVE | UST-4929 | Industrial | 1 | null | Permanently Closed | 6000 | Heating Oil No.6
CENTRAL FALLS | DYTEX CHEMICAL CORPORATION (FORMERLY) | 1280 HIGH ST | UST-240 | Industrial | 1 | 1983-03-01 | Permanently Closed | 2000 | Heating Oil No.2 | Single Walled
CENTRAL FALLS | DYTEX CHEMICAL CORPORATION (FORMERLY) | 1280 HIGH ST | UST-240 | Industrial | 2 | 1984-10-09 | Permanently Closed | 10000 | Diesel
CENTRAL FALLS | DYTEX CHEMICAL CORPORATION (FORMERLY) | 1280 HIGH ST | UST-240 | Industrial | 3 | 1984-10-09 | Permanently Closed | 2000 | Heating Oil No.2
CENTRAL FALLS | EL CENTRO OF CENTRAL FALLS | 702 BROAD ST | UST-5053 | Other | 1 | null | Tank Not Found | 3000 | Heating Oil No.2
CENTRAL FALLS | ELIZABETH WEBBING (FORMERLY) (LOT 320) | 501 ROOSEVELT AVE | UST-19276 | Commercials | 1 | 1965-04-01 | Permanently Closed | 5000 | Heating Oil No.4
CENTRAL FALLS | ELIZABETH WEBBING (FORMERLY) (LOT 320) | 501 ROOSEVELT AVE | UST-19276 | Commercials | 2 | 1984-10-09 | Permanently Closed | 10000 | Heating Oil No.4
CENTRAL FALLS | ELIZABETH WEBBING MILLS | 558 ROOSEVELT AVE | UST-3548 | Industrial | 1 | 1953-02-01 | Permanently Closed | 3000 | Heating Oil No.4
CENTRAL FALLS | ELIZABETH WEBBING MILLS | 558 ROOSEVELT AVE | UST-3548 | Industrial | 2 | 1953-02-01 | Permanently Closed | 5000 | Heating Oil No.4
CENTRAL FALLS | ELIZABETH WEBBING MILLS | 558 ROOSEVELT AVE | UST-3548 | Industrial | 3 | 1980-02-01 | Permanently Closed | 30000 | Heating Oil No.6
CENTRAL FALLS | ELIZABETH WEBBING MILLS | 558 ROOSEVELT AVE | UST-3548 | Industrial | 4 | 1980-02-01 | Permanently Closed | 30000 | Heating Oil No.6
CENTRAL FALLS | ESTATE OF IRENE GOUVEIA | 1342 BROAD ST | UST-4763 | Private Residence | 1 | 1984-10-09 | Permanently Closed | 2000 | Heating Oil No.2 | Single Walled
CENTRAL FALLS | FLEET NATIONAL BANK | 375 BROAD ST | UST-1366 | Commercials | 1 | 1984-10-09 | Permanently Closed | 2000 | Heating Oil No.2
CENTRAL FALLS | FORMER POLICE DEPARTMENT | 499-511 BROAD STREET | UST-5041 | City/Town Government | 1 | null | Permanently Closed | 5000 | Heating Oil No.2 | Single Walled
CENTRAL FALLS | FORMER POLICE DEPARTMENT | 499-511 BROAD STREET | UST-5041 | City/Town Government | 2 | null | Permanently Closed | 1000 | Unknown | Single Walled
CENTRAL FALLS | FRUITLAND (FORMERLY) | 969 LONSDALE AVE | UST-18263 | Commercials | 1 | 1984-10-09 | Permanently Closed | 5000 | Gasoline
CENTRAL FALLS | FRUITLAND (FORMERLY) | 969 LONSDALE AVE | UST-18263 | Commercials | 2 | 1984-10-09 | Permanently Closed | 5000 | Gasoline
CENTRAL FALLS | FRUITLAND (FORMERLY) | 969 LONSDALE AVE | UST-18263 | Commercials | 3 | 1984-10-09 | Permanently Closed | 3000 | Gasoline
CENTRAL FALLS | FRUITLAND (FORMERLY) | 969 LONSDALE AVE | UST-18263 | Commercials | 4 | 1984-10-09 | Permanently Closed | 2500 | Waste Oil
CENTRAL FALLS | FRUITLAND (FORMERLY) | 969 LONSDALE AVE | UST-18263 | Commercials | 5 | 1984-10-09 | Permanently Closed | 2000 | Gasoline
CENTRAL FALLS | FRUITLAND (FORMERLY) | 969 LONSDALE AVE | UST-18263 | Commercials | 6 | 1984-10-09 | Permanently Closed | 2000 | Gasoline
CENTRAL FALLS | GARAGE - LOI VAN DUONG PROPERTY | 91 WASHINGTON ST | UST-4244 | Commercials | 1 | 1984-10-09 | Permanently Closed | 275 | Waste Oil
CENTRAL FALLS | GENERAL POLYMER, INC. | 59 FOUNDRY ST | UST-3402 | Commercials | 1 | 1967-02-01 | Permanently Closed | 5000 | Other
CENTRAL FALLS | GENERAL POLYMER, INC. | 59 FOUNDRY ST | UST-3402 | Commercials | 2 | 1967-02-01 | Permanently Closed | 5000 | Other
CENTRAL FALLS | GREG RAHEB (COMMERCIAL BLDG.) | 521-535 DEXTER ST | UST-3367 | Commercials | 1 | 1984-10-09 | Permanently Closed | 1000 | Heating Oil No.2
CENTRAL FALLS | HASBRO, INC. | 1033 BROAD ST | UST-3661 | Industrial | 1 | 1984-10-09 | Permanently Closed | 10000 | Heating Oil No.4
CENTRAL FALLS | HASBRO, INC. | 1033 BROAD ST | UST-3661 | Industrial | 2 | 1984-10-09 | Permanently Closed | 5000 | Heating Oil No.4
CENTRAL FALLS | HOLY CROSS POLISH NATIONAL CATH. CHURCH | 320 HIGH ST | UST-3925 | Other | 1 | 1984-10-09 | Permanently Closed | 2000 | Heating Oil No.2
CENTRAL FALLS | HUNT STREET SCHOOL | 130 HUNT ST | UST-18395 | Education - Town | 1 | 1984-10-09 | Permanently Closed | 2000 | Heating Oil No.2
CENTRAL FALLS | INTERNATIONAL MEAT MARKET | 756 LONSDALE AVE | UST-4830 | Commercials | 1 | null | Permanently Closed | 1000 | Heating Oil No.2
CENTRAL FALLS | J M AUTO ELECTRIC | 163 LIBERTY ST | UST-4346 | Commercials | 1 | 1984-10-09 | Permanently Closed | 1000 | Heating Oil No.2
CENTRAL FALLS | JMC INVESTMENTS, LLC | 45 SHAWMUT AVE | UST-4108 | Commercials | 1 | 1984-10-09 | Permanently Closed | 250 | Heating Oil No.2
CENTRAL FALLS | JONATHAN RABEN PROPERTY | 83 CROSS ST | UST-3902 | Commercials | 1 | 1984-10-09 | Permanently Closed | 500 | Heating Oil No.2
CENTRAL FALLS | K & W WEBBING CO., INC. | 403 ROOSEVELT AVE | UST-19245 | Industrial | 1 | 1984-10-09 | Permanently Closed | 3000 | Heating Oil No.2
CENTRAL FALLS | KAROL A. ROMENSKI & SON | 342 HIGH ST | UST-2895 | Commercials | 1 | 1940-11-01 | Permanently Closed | 2000 | Heating Oil No.2
CENTRAL FALLS | KAROL A. ROMENSKI & SON | 342 HIGH ST | UST-2895 | Commercials | 2 | 1940-11-01 | Permanently Closed | 1200 | Gasoline
CENTRAL FALLS | KILMARTIN REALTY | 417 ROOSEVELT AVE | UST-2279 | Commercials | 1 | 1984-10-09 | Permanently Closed | 10000 | Heating Oil No.4
CENTRAL FALLS | KILMARTIN REALTY | 417 ROOSEVELT AVE | UST-2279 | Commercials | 2 | 1984-10-09 | Permanently Closed | 5000 | Heating Oil No.4
CENTRAL FALLS | KILMARTIN REALTY | 417 ROOSEVELT AVE | UST-2279 | Commercials | 3 | null | Permanently Closed | 9250 | Heating Oil No.4 | Single Walled
CENTRAL FALLS | KING'S SERVICE CENTER, INC. | 890 DEXTER ST | UST-3197 | Gasoline Station | 1 | 1977-06-01 | Permanently Closed | 5000 | Gasoline
CENTRAL FALLS | KING'S SERVICE CENTER, INC. | 890 DEXTER ST | UST-3197 | Gasoline Station | 2 | 1975-06-01 | Permanently Closed | 5000 | Gasoline
CENTRAL FALLS | KING'S SERVICE CENTER, INC. | 890 DEXTER ST | UST-3197 | Gasoline Station | 3 | 1984-10-09 | Permanently Closed | 1000 | Diesel
CENTRAL FALLS | KING'S SERVICE CENTER, INC. | 890 DEXTER ST | UST-3197 | Gasoline Station | 4 | 1984-10-09 | Permanently Closed | 8000 | Gasoline
CENTRAL FALLS | KING'S SERVICE CENTER, INC. | 890 DEXTER ST | UST-3197 | Gasoline Station | 5 | 1984-10-09 | Permanently Closed | 275 | Waste Oil
CENTRAL FALLS | KING'S SERVICE CENTER, INC. | 890 DEXTER ST | UST-3197 | Gasoline Station | 6 | 1999-03-12 | Temporarily Closed | 7000 | Gasoline | Double Walled | 1999-01-28
CENTRAL FALLS | KING'S SERVICE CENTER, INC. | 890 DEXTER ST | UST-3197 | Gasoline Station | 7 | 1999-03-12 | Temporarily Closed | 3000 | Diesel | Double Walled | 1999-01-28
CENTRAL FALLS | L. IANNUCILLO & J. NASSANEY | 25 SHAWMUT ST | UST-15545 | Other | 1 | 1984-10-09 | Permanently Closed | 1000 | Heating Oil No.2
CENTRAL FALLS | L. IANNUCILLO & J. NASSANEY | 25 SHAWMUT ST | UST-15545 | Other | 2 | 1984-10-09 | Permanently Closed | 1000 | Heating Oil No.2
CENTRAL FALLS | L. IANNUCILLO & J. NASSANEY | 25 SHAWMUT ST | UST-15545 | Other | 3 | 1984-10-09 | Permanently Closed | 1000 | Heating Oil No.2
CENTRAL FALLS | LAWSON HEMPHILL | 96 HADWIN ST | UST-15679 | Private Residence | 1 | 1950-04-01 | Permanently Closed | 10000 | Heating Oil No.4
CENTRAL FALLS | LAWSON HEMPHILL | 96 HADWIN ST | UST-15679 | Private Residence | 2 | 1950-04-01 | Permanently Closed | 1000 | Heating Oil No.4
CENTRAL FALLS | LAWSON HEMPHILL | 96 HADWIN ST | UST-15679 | Private Residence | 3 | 1950-04-01 | Permanently Closed | 1000 | Heating Oil No.2
CENTRAL FALLS | LAWSON HEMPHILL | 96 HADWIN ST | UST-15679 | Private Residence | 4 | 1984-10-09 | Permanently Closed | 2000 | Heating Oil No.2
CENTRAL FALLS | MURDOCK WEBBING COMPANY, INC. | 27 FOUNDRY ST | UST-1413 | Commercials | 1 | 1984-10-09 | Permanently Closed | 5000 | Hazardous Substance
CENTRAL FALLS | MURDOCK WEBBING COMPANY, INC. | 27 FOUNDRY ST | UST-1413 | Commercials | 2 | 1984-10-09 | Permanently Closed | 8000 | Heating Oil No.6
CENTRAL FALLS | MURDOCK WEBBING COMPANY, INC. | 27 FOUNDRY ST | UST-1413 | Commercials | 3 | 1984-10-09 | Permanently Closed | 10000 | Unknown
CENTRAL FALLS | MURDOCK WEBBING COMPANY, INC. | 27 FOUNDRY ST | UST-1413 | Commercials | 4 | 1984-10-09 | Permanently Closed | 10000 | Unknown
CENTRAL FALLS | NAVIGANT CREDIT UNION | 693 BROAD ST | UST-4509 | Commercials | 1 | 1984-10-09 | Permanently Closed | 1000 | Heating Oil No.2
CENTRAL FALLS | NAVIGANT CREDIT UNION | 693 BROAD ST | UST-4509 | Commercials | 2 | 1984-10-09 | Permanently Closed | 500 | Diesel
CENTRAL FALLS | OSRAM SYLVANIA, INC. | 1193 BROAD ST | UST-567 | Commercials | 1 | 1945-04-01 | Permanently Closed | 100000 | Heating Oil No.6
CENTRAL FALLS | OSRAM SYLVANIA, INC. | 1193 BROAD ST | UST-567 | Commercials | 2 | 1945-04-01 | Permanently Closed | 100000 | Heating Oil No.6
CENTRAL FALLS | PAQUETTE PROPERTIES | 109 & 115 SACRED HEART AVE | UST-18803 | Commercials | 1 | 1984-10-09 | Permanently Closed | 1500 | Unknown
CENTRAL FALLS | PAQUETTE PROPERTIES | 109 & 115 SACRED HEART AVE | UST-18803 | Commercials | 2 | 1984-10-09 | Permanently Closed | 1000 | Unknown
CENTRAL FALLS | PAUL HARKNESS COMMERCIAL BLDG | 63 HADWIN ST | UST-4745 | Commercials | 1 | 1984-10-09 | Permanently Closed | 500 | Heating Oil No.2
CENTRAL FALLS | PHOENIX CENTRAL FALLS SILO SITE | 85 HUNT ST | UST-4983 | Commercials | 1 | null | Permanently Closed | 1000 | Heating Oil No.2
CENTRAL FALLS | PIHU INC D/B/A CENTRAL MARKET | 939 BROAD ST | UST-914 | Gasoline Station | 1 | 1972-02-01 | Permanently Closed | 8000 | Gasoline
CENTRAL FALLS | PIHU INC D/B/A CENTRAL MARKET | 939 BROAD ST | UST-914 | Gasoline Station | 2 | 1972-02-01 | Permanently Closed | 8000 | Gasoline
CENTRAL FALLS | PIHU INC D/B/A CENTRAL MARKET | 939 BROAD ST | UST-914 | Gasoline Station | 3 | 1972-02-01 | Permanently Closed | 8000 | Gasoline
CENTRAL FALLS | PIHU INC D/B/A CENTRAL MARKET | 939 BROAD ST | UST-914 | Gasoline Station | 4 | 1972-02-01 | Permanently Closed | 550 | Heating Oil No.2
CENTRAL FALLS | PIHU INC D/B/A CENTRAL MARKET | 939 BROAD ST | UST-914 | Gasoline Station | 5 | 1990-07-01 | In Use | 1000 | Heating Oil No.2 | Double Walled
CENTRAL FALLS | PIHU INC D/B/A CENTRAL MARKET | 939 BROAD ST | UST-914 | Gasoline Station | 6 | 1972-02-01 | Permanently Closed | 500 | Waste Oil
CENTRAL FALLS | PIHU INC D/B/A CENTRAL MARKET | 939 BROAD ST | UST-914 | Gasoline Station | 7 | 1990-07-01 | Permanently Closed | 1000 | Waste Oil | Double Walled
CENTRAL FALLS | PIHU INC D/B/A CENTRAL MARKET | 939 BROAD ST | UST-914 | Gasoline Station | 10 | 1990-07-01 | In Use | 12000 | Gasoline | Double Walled | 2019-02-01
CENTRAL FALLS | PIHU INC D/B/A CENTRAL MARKET | 939 BROAD ST | UST-914 | Gasoline Station | 11 | 1990-07-01 | In Use | 12000 | Gasoline | Double Walled | 2019-02-01
CENTRAL FALLS | PIHU INC D/B/A CENTRAL MARKET | 939 BROAD ST | UST-914 | Gasoline Station | 12 | 1990-07-01 | In Use | 12000 | Gasoline | Double Walled | 2019-02-01
CENTRAL FALLS | PUBLIC SAFETY CTR. - FIRE DEPT/POLICE DEPT. | 150 ILLINOIS ST | UST-1864 | City/Town Government | 1 | 1975-05-01 | Permanently Closed | 4000 | Diesel
CENTRAL FALLS | PUBLIC SAFETY CTR. - FIRE DEPT/POLICE DEPT. | 150 ILLINOIS ST | UST-1864 | City/Town Government | 2 | 1975-05-01 | Permanently Closed | 4000 | Gasoline
CENTRAL FALLS | PUBLIC SAFETY CTR. - FIRE DEPT/POLICE DEPT. | 150 ILLINOIS ST | UST-1864 | City/Town Government | 3 | 1975-05-01 | Permanently Closed | 500 | Waste Oil
CENTRAL FALLS | PUBLIC SAFETY CTR. - FIRE DEPT/POLICE DEPT. | 150 ILLINOIS ST | UST-1864 | City/Town Government | 4 | 1984-10-09 | In Use | 6000 | Heating Oil No.2
CENTRAL FALLS | PUBLIC SAFETY CTR. - FIRE DEPT/POLICE DEPT. | 150 ILLINOIS ST | UST-1864 | City/Town Government | 5 | 1984-10-09 | In Use | 6000 | Heating Oil No.2
CENTRAL FALLS | RESIDENTIAL PROPERTY | 15 EVAN BROWN LN | UST-18291 | Private Residence | 1 | 1984-10-09 | Permanently Closed | 550 | Heating Oil No.2
CENTRAL FALLS | ROBITAILLE RESIDENTIAL PROPERTY | 85 CROSS ST | UST-4392 | Multiple Residence | 1 | 1984-10-09 | Permanently Closed | 1500 | Heating Oil No.2
CENTRAL FALLS | ROGERS AUTO SALES | 1220 BROAD ST | UST-15861 | Commercials | 1 | 1984-10-09 | Permanently Closed | 3000 | Gasoline
CENTRAL FALLS | ROGERS AUTO SALES | 1220 BROAD ST | UST-15861 | Commercials | 2 | 1984-10-09 | Permanently Closed | 3000 | Gasoline
CENTRAL FALLS | ROGERS AUTO SALES | 1220 BROAD ST | UST-15861 | Commercials | 3 | 1984-10-09 | Permanently Closed | 3000 | Gasoline
CENTRAL FALLS | S.M. WHITE & SONS | 13 CONDUIT ST | UST-19032 | Commercials | 1 | 1984-10-09 | Permanently Closed | 3000 | Heating Oil No.2
CENTRAL FALLS | SAINT GEORGE'S ESPISCOPAL CHURCH | 12 CLINTON ST | UST-19104 | Other | 1 | 1984-10-09 | Permanently Closed | 2000 | Heating Oil No.2
CENTRAL FALLS | SAN-LYN, INC. | 1279-1283 BROAD ST | UST-18734 | Commercials | 1 | 1984-10-09 | Permanently Closed | 1000 | Heating Oil No.2
CENTRAL FALLS | SCHOOL HOUSE CANDY | 280 RAND ST | UST-18193 | Commercials | 1 | 1984-10-09 | Permanently Closed | 25000 | Heating Oil No.6
CENTRAL FALLS | SCHOOL HOUSE CANDY | 280 RAND ST | UST-18193 | Commercials | 2 | 1984-10-09 | Permanently Closed | 25000 | Heating Oil No.6
CENTRAL FALLS | SPEEDPAY FOOD MART | 1051 LONSDALE AVE | UST-1477 | Gasoline Station | 1 | 1985-11-01 | Permanently Closed | 8000 | Gasoline | Single Walled | 1998-01-07
CENTRAL FALLS | SPEEDPAY FOOD MART | 1051 LONSDALE AVE | UST-1477 | Gasoline Station | 2 | 1984-10-09 | Permanently Closed | 4000 | Gasoline
CENTRAL FALLS | SPEEDPAY FOOD MART | 1051 LONSDALE AVE | UST-1477 | Gasoline Station | 3 | 1985-11-01 | Permanently Closed | 8000 | Gasoline | Single Walled | 1998-01-07
CENTRAL FALLS | SPEEDPAY FOOD MART | 1051 LONSDALE AVE | UST-1477 | Gasoline Station | 4 | 1984-10-09 | Permanently Closed | 4000 | Gasoline
CENTRAL FALLS | SPEEDPAY FOOD MART | 1051 LONSDALE AVE | UST-1477 | Gasoline Station | 5 | 1985-11-01 | Permanently Closed | 8000 | Gasoline | Single Walled | 1998-01-07
CENTRAL FALLS | SPEEDPAY FOOD MART | 1051 LONSDALE AVE | UST-1477 | Gasoline Station | 6 | 1984-10-09 | Permanently Closed | 4000 | Gasoline
CENTRAL FALLS | SPEEDPAY FOOD MART | 1051 LONSDALE AVE | UST-1477 | Gasoline Station | 7 | 1984-10-09 | Permanently Closed | 4000 | Gasoline
CENTRAL FALLS | SPEEDPAY FOOD MART | 1051 LONSDALE AVE | UST-1477 | Gasoline Station | 8 | 1984-10-09 | Permanently Closed | 550 | Heating Oil No.2
CENTRAL FALLS | SPEEDPAY FOOD MART | 1051 LONSDALE AVE | UST-1477 | Gasoline Station | 9 | 1984-10-09 | Permanently Closed | 550 | Waste Oil
CENTRAL FALLS | SPEEDPAY FOOD MART | 1051 LONSDALE AVE | UST-1477 | Gasoline Station | 10 | 2018-12-10 | In Use | 12000 | Gasoline | Double Walled | 2019-01-03
CENTRAL FALLS | SPEEDPAY FOOD MART | 1051 LONSDALE AVE | UST-1477 | Gasoline Station | 11 | 2018-12-10 | In Use | 8000 | Gasoline | Double Walled | 2019-01-03
CENTRAL FALLS | SPEEDPAY FOOD MART | 1051 LONSDALE AVE | UST-1477 | Gasoline Station | 12 | 2018-12-10 | In Use | 4000 | Diesel | Double Walled | 2019-01-03
CENTRAL FALLS | SUNNYHILL FARM | 364 DEXTER ST | UST-1961 | Gasoline Station | 1 | 1963-05-01 | Permanently Closed | 4000 | Gasoline
CENTRAL FALLS | SUNNYHILL FARM | 364 DEXTER ST | UST-1961 | Gasoline Station | 2 | 1963-05-01 | Permanently Closed | 4000 | Gasoline
CENTRAL FALLS | SUNNYHILL FARM | 364 DEXTER ST | UST-1961 | Gasoline Station | 3 | 1963-05-01 | Permanently Closed | 2000 | Gasoline
CENTRAL FALLS | SUNNYHILL FARM | 364 DEXTER ST | UST-1961 | Gasoline Station | 4 | 1984-10-09 | Permanently Closed | 1000 | Gasoline
CENTRAL FALLS | SUNNYHILL FARM | 364 DEXTER ST | UST-1961 | Gasoline Station | 5 | 1984-10-09 | Permanently Closed | 1000 | Gasoline
CENTRAL FALLS | TWIN CITY MARINE, INC. | 600 HIGH ST | UST-1498 | Commercials | 1 | 1975-11-01 | Permanently Closed | 4000 | Gasoline
CENTRAL FALLS | TWIN CITY MARINE, INC. | 600 HIGH ST | UST-1498 | Commercials | 2 | 1975-11-01 | Permanently Closed | 5000 | Heating Oil No.2 | Single Walled | 1975-11-01
CENTRAL FALLS | VACANT LOT | 967 LONSDALE AVE | UST-19124 | City/Town Government | 1 | 1984-10-09 | Permanently Closed | 275 | Waste Oil
CENTRAL FALLS | VETERANS OF FOREIGN WAR (VFW) | 416 HUNT ST | UST-4553 | State Government | 1 | 1984-10-09 | Permanently Closed | 1000 | Heating Oil No.2
CENTRAL FALLS | WHITTET-HIGGINS COMPANY | 33 HIGGINSON AVE | UST-1941 | Industrial | 1 | 1969-07-01 | Permanently Closed | 1000 | Waste Oil
CENTRAL FALLS | WHITTET-HIGGINS COMPANY | 33 HIGGINSON AVE | UST-1941 | Industrial | 2 | 1969-07-01 | Permanently Closed | 1000 | Other
CENTRAL FALLS | YWCA OF GREATER RHODE ISLAND | 43 HAWES ST | UST-61 | Commercials | 1 | 1997-02-22 | Permanently Closed | 3000 | Heating Oil No.2
CHARLESTOWN | A.P.M. 13, LOT 5 (EMPTY LOT) | OLD POST RD | UST-15727 | Other | 1 | 1984-10-09 | Permanently Closed | 1000 | Gasoline
CHARLESTOWN | BEST WAY | 5300 POST RD | UST-535 | Gasoline Station | 1 | 1965-04-01 | Permanently Closed | 5000 | Gasoline
CHARLESTOWN | BEST WAY | 5300 POST RD | UST-535 | Gasoline Station | 2 | 1988-12-01 | Permanently Closed | 8000 | Gasoline | Single Walled
CHARLESTOWN | BEST WAY | 5300 POST RD | UST-535 | Gasoline Station | 3 | 1965-04-01 | Permanently Closed | 5000 | Gasoline
CHARLESTOWN | BEST WAY | 5300 POST RD | UST-535 | Gasoline Station | 4 | 1988-12-01 | Permanently Closed | 8000 | Gasoline | Single Walled
CHARLESTOWN | BEST WAY | 5300 POST RD | UST-535 | Gasoline Station | 5 | 1965-04-01 | Permanently Closed | 5000 | Diesel
CHARLESTOWN | BEST WAY | 5300 POST RD | UST-535 | Gasoline Station | 6 | 1984-10-09 | Permanently Closed | 500 | Waste Oil
CHARLESTOWN | BURLINGAME STATE PARK | CAMPGROUND | UST-15070 | State Government | 1 | 1984-10-09 | Permanently Closed | 5000 | Unknown
CHARLESTOWN | BURLINGAME STATE PARK | CAMPGROUND | UST-15070 | State Government | 2 | 1984-10-09 | Permanently Closed | 1000 | Gasoline
CHARLESTOWN | BURLINGAME STATE PARK | CAMPGROUND | UST-15070 | State Government | 3 | 1984-10-09 | In Use | 1000 | Other | Single Walled
CHARLESTOWN | CARPENTER'S SERVICE STATION | 4049 SOUTH COUNTY TRL | UST-106 | Gasoline Station | 1 | 1970-03-01 | Permanently Closed | 3000 | Gasoline
CHARLESTOWN | CARPENTER'S SERVICE STATION | 4049 SOUTH COUNTY TRL | UST-106 | Gasoline Station | 2 | 1987-08-01 | Permanently Closed | 6000 | Gasoline | Single Walled | 1987-08-01
CHARLESTOWN | CARPENTER'S SERVICE STATION | 4049 SOUTH COUNTY TRL | UST-106 | Gasoline Station | 3 | 1970-03-01 | Permanently Closed | 3000 | Gasoline
CHARLESTOWN | CARPENTER'S SERVICE STATION | 4049 SOUTH COUNTY TRL | UST-106 | Gasoline Station | 4 | 1987-08-01 | Permanently Closed | 6000 | Gasoline | Single Walled | 1987-08-01
CHARLESTOWN | CARPENTER'S SERVICE STATION | 4049 SOUTH COUNTY TRL | UST-106 | Gasoline Station | 5 | 1970-03-01 | Permanently Closed | 3000 | Gasoline
CHARLESTOWN | CARPENTER'S SERVICE STATION | 4049 SOUTH COUNTY TRL | UST-106 | Gasoline Station | 6 | 1987-08-01 | Permanently Closed | 6000 | Diesel | Single Walled | 1987-08-01
CHARLESTOWN | CARPENTER'S SERVICE STATION | 4049 SOUTH COUNTY TRL | UST-106 | Gasoline Station | 7 | 1970-03-01 | Permanently Closed | 3000 | Gasoline
CHARLESTOWN | CHARLESTOWN AMBULANCE | 4891 OLD POST RD | UST-17461 | Commercials | 1 | 1984-10-09 | Permanently Closed | 500 | Heating Oil No.2
CHARLESTOWN | CHARLESTOWN LANDFILL | SAND HILL RD | UST-1175 | City/Town Government | 1 | 1980-04-01 | Permanently Closed | 1000 | Heating Oil No.2
CHARLESTOWN | CHARLESTOWN MUNICIPAL FACILITY | 4540 SOUTH COUNTY TRL | UST-2920 | City/Town Government | 1 | 1989-05-09 | In Use | 4000 | Gasoline | Double Walled | 2009-06-17
CHARLESTOWN | CHARLESTOWN MUNICIPAL FACILITY | 4540 SOUTH COUNTY TRL | UST-2920 | City/Town Government | 2 | 1989-05-09 | In Use | 4000 | Diesel | Double Walled | 2009-06-17
CHARLESTOWN | CHARLESTOWN MUNICIPAL FACILITY | 4540 SOUTH COUNTY TRL | UST-2920 | City/Town Government | 3 | 1988-11-01 | In Use | 4000 | Heating Oil No.2 | Single Walled
CHARLESTOWN | CHARLESTOWN MUNICIPAL FACILITY | 4540 SOUTH COUNTY TRL | UST-2920 | City/Town Government | 4 | 1989-09-02 | In Use | 9999 | Mixture | Single Walled
CHARLESTOWN | CHARLESTOWN RIDOT FACILITY | 4782 POST RD | UST-1279 | State Government | 1 | 1967-05-01 | Permanently Closed | 2000 | Gasoline
CHARLESTOWN | CHARLESTOWN RIDOT FACILITY | 4782 POST RD | UST-1279 | State Government | 2 | 1980-05-01 | Permanently Closed | 5000 | Gasoline
CHARLESTOWN | CHARLESTOWN RIDOT FACILITY | 4782 POST RD | UST-1279 | State Government | 3 | 1992-07-01 | Permanently Closed | 6000 | Gasoline | Double Walled
CHARLESTOWN | CHARLESTOWN RIDOT FACILITY | 4782 POST RD | UST-1279 | State Government | 4 | 1980-05-01 | Permanently Closed | 5000 | Diesel
CHARLESTOWN | CHARLESTOWN RIDOT FACILITY | 4782 POST RD | UST-1279 | State Government | 5 | 1992-07-01 | Permanently Closed | 6000 | Diesel | Double Walled
CHARLESTOWN | CHARLESTOWN RIDOT FACILITY | 4782 POST RD | UST-1279 | State Government | 6 | 1984-10-09 | Permanently Closed | 2000 | Heating Oil No.2
CHARLESTOWN | CHARLESTOWN RIDOT FACILITY | 4782 POST RD | UST-1279 | State Government | 7 | 1984-10-09 | Permanently Closed | 275 | Gasoline
CHARLESTOWN | CHARLESTOWN SCHOOL | RTE. 112 | UST-2813 | Education - Town | 1 | 1976-09-01 | Permanently Closed | 10000 | Heating Oil No.2
CHARLESTOWN | CHARLESTOWN SENIOR CENTER | 100 PARK LN | UST-18316 | Other | 1 | 1984-10-09 | Permanently Closed | 500 | Heating Oil No.2
CHARLESTOWN | CHARLESTOWN SENIOR CITIZENS ASSOCIATION | P.O. BOX 1061 | UST-3630 | City/Town Government | 1 | 1981-04-01 | In Use | 275 | Heating Oil No.2
CHARLESTOWN | CHURCH OF THE HOLY SPIRIT | 4150 OLD POST RD | UST-3581 | Other | 1 | 1984-10-09 | Permanently Closed | 1000 | Heating Oil No.2
CHARLESTOWN | COLBEA SHELL # 15 | 5680 POST RD | UST-1488 | Gasoline Station | 1 | 1983-10-01 | Permanently Closed | 8000 | Gasoline | Single Walled
CHARLESTOWN | COLBEA SHELL # 15 | 5680 POST RD | UST-1488 | Gasoline Station | 2 | 1983-10-01 | Permanently Closed | 8000 | Gasoline | Single Walled
CHARLESTOWN | COLBEA SHELL # 15 | 5680 POST RD | UST-1488 | Gasoline Station | 3 | 1983-10-01 | Permanently Closed | 8000 | Gasoline | Single Walled
CHARLESTOWN | COLBEA SHELL # 15 | 5680 POST RD | UST-1488 | Gasoline Station | 4 | 1983-10-01 | Permanently Closed | 8000 | Diesel | Single Walled
CHARLESTOWN | COLBEA SHELL # 15 | 5680 POST RD | UST-1488 | Gasoline Station | 5 | 1983-10-01 | Permanently Closed | 2000 | Kerosene | Single Walled
CHARLESTOWN | COLBEA SHELL # 15 | 5680 POST RD | UST-1488 | Gasoline Station | 6 | 1984-10-09 | Permanently Closed | 5000 | Gasoline
CHARLESTOWN | COLBEA SHELL # 15 | 5680 POST RD | UST-1488 | Gasoline Station | 7 | 1984-10-09 | Permanently Closed | 5000 | Gasoline
CHARLESTOWN | COLBEA SHELL # 15 | 5680 POST RD | UST-1488 | Gasoline Station | 8 | 1984-10-09 | Permanently Closed | 3000 | Gasoline
CHARLESTOWN | COLBEA SHELL # 15 | 5680 POST RD | UST-1488 | Gasoline Station | 9 | 1984-10-09 | Permanently Closed | 3000 | Gasoline
CHARLESTOWN | COLBEA SHELL # 15 | 5680 POST RD | UST-1488 | Gasoline Station | 10 | 1984-10-09 | Permanently Closed | 2000 | Gasoline
CHARLESTOWN | COLBEA SHELL # 15 | 5680 POST RD | UST-1488 | Gasoline Station | 11 | 2018-04-17 | In Use | 12000 | Gasoline | Double Walled | 2018-04-26
CHARLESTOWN | COLBEA SHELL # 15 | 5680 POST RD | UST-1488 | Gasoline Station | 12 | 2018-04-17 | In Use | 6000 | Gasoline | Double Walled | 2018-04-26
CHARLESTOWN | COLBEA SHELL # 15 | 5680 POST RD | UST-1488 | Gasoline Station | 13 | 2018-04-17 | In Use | 6000 | Diesel | Double Walled | 2018-04-26
CHARLESTOWN | CUMBERLAND FARMS, INC. #3848 | 4169 OLD POST RD | UST-776 | Gasoline Station | 1 | 1980-04-01 | Permanently Closed | 8000 | Gasoline | Single Walled
CHARLESTOWN | CUMBERLAND FARMS, INC. #3848 | 4169 OLD POST RD | UST-776 | Gasoline Station | 2 | 1980-04-01 | Permanently Closed | 7622 | Gasoline | Single Walled
CHARLESTOWN | CUMBERLAND FARMS, INC. #3848 | 4169 OLD POST RD | UST-776 | Gasoline Station | 3 | 1980-04-01 | Permanently Closed | 7622 | Gasoline | Single Walled
CHARLESTOWN | CUMBERLAND FARMS, INC. #3848 | 4169 OLD POST RD | UST-776 | Gasoline Station | 4 | 2008-01-10 | In Use | 15000 | Gasoline | Double Walled
CHARLESTOWN | CUMBERLAND FARMS, INC. #3848 | 4169 OLD POST RD | UST-776 | Gasoline Station | 5 | 2008-01-10 | In Use | 15000 | Gasoline | Double Walled
CHARLESTOWN | CUMBERLAND FARMS, INC. #3848 | 4169 OLD POST RD | UST-776 | Gasoline Station | 6 | 2008-01-10 | In Use | 10000 | Gasoline | Double Walled
CHARLESTOWN | DOWNEY WEAVER POST | 20 WHIPPLE ST | UST-3723 | Commercials | 1 | 1948-07-01 | In Use | 2500 | Heating Oil No.2
CHARLESTOWN | DRAGON INN RESTAURANT (FORMERLY) | POST RD | UST-18373 | Commercials | 1 | 1984-10-09 | Permanently Closed | 1000 | Heating Oil No.2
CHARLESTOWN | DRAGON INN RESTAURANT (FORMERLY) | POST RD | UST-18373 | Commercials | 2 | 1984-10-09 | Permanently Closed | 500 | Heating Oil No.2
CHARLESTOWN | DUNNS CORNER FIRE DISTRICT STATION #2 | POST RD | UST-18290 | Other | 1 | 1984-10-09 | Permanently Closed | 500 | Heating Oil No.2
CHARLESTOWN | EAST BEACH LANDING CONDOMINIUMS | 10 EAST BEACH RD | UST-3910 | Multiple Residence | 1 | 1984-10-09 | Permanently Closed | 6000 | Heating Oil No.2
CHARLESTOWN | GOVERNORS ISLAND | EAST BEACH RD | UST-16676 | Private Residence | 1 | 1984-10-09 | Permanently Closed | 500 | Diesel
CHARLESTOWN | GOVERNORS ISLAND | EAST BEACH RD | UST-16676 | Private Residence | 2 | 1984-10-09 | Permanently Closed | 500 | Diesel
CHARLESTOWN | GOVERNORS ISLAND | EAST BEACH RD | UST-16676 | Private Residence | 3 | 1984-10-09 | Permanently Closed | 500 | Diesel
CHARLESTOWN | GREGORY'S AUTOMOTIVE, INC. | 4085-B OLD POST RD | UST-507 | Gasoline Station | 1 | 1984-04-01 | Permanently Closed | 3000 | Diesel | Single Walled
CHARLESTOWN | GREGORY'S AUTOMOTIVE, INC. | 4085-B OLD POST RD | UST-507 | Gasoline Station | 2 | 1978-04-01 | Permanently Closed | 6000 | Gasoline
CHARLESTOWN | GREGORY'S AUTOMOTIVE, INC. | 4085-B OLD POST RD | UST-507 | Gasoline Station | 3 | 1965-04-01 | Permanently Closed | 3000 | Gasoline
CHARLESTOWN | GREGORY'S AUTOMOTIVE, INC. | 4085-B OLD POST RD | UST-507 | Gasoline Station | 4 | 1983-04-01 | Permanently Closed | 4000 | Diesel
CHARLESTOWN | HOLLY ESTATES (ASSESS. PLAT 27 LOT 64) | SHANNOCK RD | UST-4199 | Private Residence | 1 | 1984-10-09 | Permanently Closed | 500 | Gasoline
CHARLESTOWN | JACKSON SURVEYING | 4450 OLD POST RD | UST-16298 | Commercials | 1 | 1984-10-09 | Permanently Closed | 1000 | Gasoline
CHARLESTOWN | JACKSON SURVEYING | 4450 OLD POST RD | UST-16298 | Commercials | 2 | 1984-10-09 | Permanently Closed | 1000 | Gasoline
CHARLESTOWN | KIM WHEELER AND ALLAN CHAMBERLIN | 3900 OLD POST RD | UST-3597 | Private Residence | 1 | 1964-04-01 | Permanently Closed | 500 | Gasoline
CHARLESTOWN | KIM WHEELER AND ALLAN CHAMBERLIN | 3900 OLD POST RD | UST-3597 | Private Residence | 2 | 1954-07-01 | In Use | 500 | Heating Oil No.2
CHARLESTOWN | LENA'S RESTAURANT | OLD POST RD | UST-2461 | Commercials | 1 | 1979-06-01 | Permanently Closed | 1000 | Heating Oil No.2
CHARLESTOWN | LINDA BARROW | ROUTE 2 & SHANNOCK RD | UST-17028 | Commercials | 1 | 1984-10-09 | Permanently Closed | 500 | Gasoline
CHARLESTOWN | LINDA BARROW | ROUTE 2 & SHANNOCK RD | UST-17028 | Commercials | 2 | 1984-10-09 | Permanently Closed | 1000 | Gasoline
CHARLESTOWN | LINDA BARROW | ROUTE 2 & SHANNOCK RD | UST-17028 | Commercials | 3 | 1984-10-09 | Permanently Closed | 1500 | Gasoline
CHARLESTOWN | NARRAGANSETT INDIAN TRIBE | 4375 SOUTH COUNTY TRL | UST-18475 | Other | 1 | 1984-10-09 | Permanently Closed | 550 | Heating Oil No.2
CHARLESTOWN | NEW ENGLAND TELEPHONE COMPANY | 452 CAROLINA BACK RD | UST-1188 | Commercials | 1 | 1984-10-09 | Permanently Closed | 1000 | Heating Oil No.2
CHARLESTOWN | NEW ENGLAND TELEPHONE COMPANY | 452 CAROLINA BACK RD | UST-1188 | Commercials | 2 | 1984-10-09 | Permanently Closed | 500 | Diesel
CHARLESTOWN | NORDIC LODGE, INC. | 178 EAST PASQUISET TRL | UST-3434 | Commercials | 1 | 1985-10-01 | Permanently Closed | 1000 | Heating Oil No.2
CHARLESTOWN | OLD WILCOX TAVERN, INC. | 5153 OLD POST RD | UST-3781 | Commercials | 1 | 1984-10-09 | Permanently Closed | 1000 | Heating Oil No.2 | Single Walled
CHARLESTOWN | POLICE DEPARTMENT/PUBLIC WORKS | RTE 2 & 112 SOUTH COUNTY TRL | UST-1174 | City/Town Government | 1 | 1984-10-09 | Permanently Closed | 4000 | Gasoline
CHARLESTOWN | POLICE DEPARTMENT/PUBLIC WORKS | RTE 2 & 112 SOUTH COUNTY TRL | UST-1174 | City/Town Government | 2 | 1984-10-09 | Permanently Closed | 4000 | Gasoline
CHARLESTOWN | POLICE DEPARTMENT/PUBLIC WORKS | RTE 2 & 112 SOUTH COUNTY TRL | UST-1174 | City/Town Government | 3 | 1984-10-09 | Permanently Closed | 1000 | Diesel
CHARLESTOWN | POLICE DEPARTMENT/PUBLIC WORKS | RTE 2 & 112 SOUTH COUNTY TRL | UST-1174 | City/Town Government | 4 | 1984-10-09 | Permanently Closed | 4000 | Heating Oil No.2
CHARLESTOWN | POLICE DEPARTMENT/PUBLIC WORKS | RTE 2 & 112 SOUTH COUNTY TRL | UST-1174 | City/Town Government | 5 | 1984-10-09 | Permanently Closed | 1000 | Heating Oil No.2
CHARLESTOWN | QUONOCHONTAUG GRANGE | 5662 POST RD | UST-18619 | Other | 1 | 1984-10-09 | Permanently Closed | 275 | Heating Oil No.2
CHARLESTOWN | RENTAL PROPERTY | 4848 OLD POST RD | UST-18537 | Commercials | 1 | 1984-10-09 | Permanently Closed | 5000 | Gasoline
CHARLESTOWN | RESIDENTIAL PROPERTY | 2049 MATUNUCK SCHOOLHOUSE RD | UST-18292 | Private Residence | 1 | 1984-10-09 | Permanently Closed | 1000 | Heating Oil No.2
CHARLESTOWN | RESIDENTIAL PROPERTY | 2049 MATUNUCK SCHOOLHOUSE RD | UST-18292 | Private Residence | 2 | 1984-10-09 | Permanently Closed | 2000 | Heating Oil No.2
CHARLESTOWN | RIDOT - BUTTER LANE AT ROUTE 112 | BUTTER LANE AND ROUTE 112 | UST-4766 | State Government | 1 | 1984-10-09 | Permanently Closed | 1000 | Unknown
CHARLESTOWN | SHELTER HARBOR GOLF CLUB | 1 GOLF CLUB DR | UST-19199 | Commercials | 1 | 2004-05-10 | In Use | 4000 | Heating Oil No.2 | Double Walled
CHARLESTOWN | SPORTSMAN COVE BAIT STORE | MEADOW LN | UST-17438 | Commercials | 1 | 1984-10-09 | Permanently Closed | 1000 | Gasoline
CHARLESTOWN | ST. ANDREW LUTHERAN CHURCH | P.O. BOX 1259 | UST-3724 | Other | 1 | 1990-09-01 | Permanently Closed | 1000 | Heating Oil No.2 | Double Walled
CHARLESTOWN | ST. MARY'S CHURCH | 437 CAROLINA BACK RD | UST-2018 | Other | 1 | 1970-07-01 | Permanently Closed | 500 | Heating Oil No.2
CHARLESTOWN | SUNOCO | 4063 SOUTH COUNTY TRL | UST-2268 | Gasoline Station | 1 | 1984-10-09 | Permanently Closed | 1000 | Heating Oil No.2
CHARLESTOWN | SUNOCO | 4063 SOUTH COUNTY TRL | UST-2268 | Gasoline Station | 2 | 1992-07-01 | In Use | 10000 | Gasoline | Double Walled | 2018-09-17
CHARLESTOWN | SUNOCO | 4063 SOUTH COUNTY TRL | UST-2268 | Gasoline Station | 3 | 1992-07-01 | In Use | 8000 | Gasoline | Double Walled | 2018-09-17
CHARLESTOWN | SUNOCO | 4063 SOUTH COUNTY TRL | UST-2268 | Gasoline Station | 4 | 1992-07-01 | In Use | 4000 | Diesel | Double Walled | 2018-09-17
CHARLESTOWN | U.S. ARMY CORPS ENGINEERS | CHARLESTOWN | UST-1173 | City/Town Government | 1 | 1984-10-09 | Permanently Closed | 10000 | Gasoline
CHARLESTOWN | U.S. ARMY CORPS ENGINEERS | CHARLESTOWN | UST-1173 | City/Town Government | 2 | 1984-10-09 | Permanently Closed | 10000 | Hazardous Substance
CHARLESTOWN | U.S. ARMY CORPS ENGINEERS | CHARLESTOWN | UST-1173 | City/Town Government | 3 | 1984-10-09 | Permanently Closed | 10000 | Diesel
CHARLESTOWN | U.S. ARMY CORPS ENGINEERS | CHARLESTOWN | UST-1173 | City/Town Government | 4 | 1946-10-01 | Permanently Closed | 4000 | Diesel
CHARLESTOWN | U.S. ARMY CORPS ENGINEERS | CHARLESTOWN | UST-1173 | City/Town Government | 5 | 1946-10-01 | Permanently Closed | 10000 | Diesel
CHARLESTOWN | U.S. ARMY CORPS ENGINEERS | CHARLESTOWN | UST-1173 | City/Town Government | 6 | 1946-10-01 | Permanently Closed | 5000 | Diesel
CHARLESTOWN | U.S. ARMY CORPS ENGINEERS | CHARLESTOWN | UST-1173 | City/Town Government | 7 | 1941-10-01 | Permanently Closed | 25000 | Gasoline
CHARLESTOWN | U.S. ARMY CORPS ENGINEERS | CHARLESTOWN | UST-1173 | City/Town Government | 8 | 1941-10-01 | Permanently Closed | 25000 | Gasoline
CHARLESTOWN | U.S. ARMY CORPS ENGINEERS | CHARLESTOWN | UST-1173 | City/Town Government | 9 | 1941-10-01 | Permanently Closed | 25000 | Gasoline
CHARLESTOWN | U.S. ARMY CORPS ENGINEERS | CHARLESTOWN | UST-1173 | City/Town Government | 10 | 1941-10-01 | Permanently Closed | 25000 | Gasoline
CHARLESTOWN | U.S. ARMY CORPS ENGINEERS | CHARLESTOWN | UST-1173 | City/Town Government | 11 | 1941-10-01 | Permanently Closed | 25000 | Gasoline
CHARLESTOWN | U.S.P.S. | RTE. 91 & ALTON RD | UST-2206 | Federal Government | 1 | 1968-09-01 | Permanently Closed | 275 | Heating Oil No.2
CHARLESTOWN | U.S.P.S. | RT 1A POST RD | UST-2207 | Federal Government | 1 | 1981-12-01 | Permanently Closed | 2000 | Heating Oil No.2
CHARLESTOWN | VIDEO ENCOUNTERS | 3939 OLD POST RD | UST-3139 | Commercials | 1 | 1984-10-09 | Permanently Closed | 500 | Heating Oil No.2
CHARLESTOWN | WAKEFIELD BRANCH | BISCUIT CITY RD | UST-15113 | Other | 1 | 1984-10-09 | Permanently Closed | 20000 | Heating Oil No.2
CHARLESTOWN | WAKEFIELD BRANCH | BISCUIT CITY RD | UST-15113 | Other | 2 | 1984-10-09 | Permanently Closed | 20000 | Heating Oil No.2
CHARLESTOWN | WAKEFIELD BRANCH | BISCUIT CITY RD | UST-15113 | Other | 3 | 1984-10-09 | Permanently Closed | 20000 | Heating Oil No.2
CHARLESTOWN | WRIGHT'S GARAGE | 805 ALTON CAROLINA RD | UST-89 | Gasoline Station | 1 | 1960-02-01 | Permanently Closed | 3000 | Gasoline
CHARLESTOWN | WRIGHT'S GARAGE | 805 ALTON CAROLINA RD | UST-89 | Gasoline Station | 2 | 1960-02-01 | Permanently Closed | 3000 | Gasoline
CHARLESTOWN | WRIGHT'S GARAGE | 805 ALTON CAROLINA RD | UST-89 | Gasoline Station | 3 | 1960-02-01 | Permanently Closed | 2000 | Gasoline
CHARLESTOWN | WRIGHT'S GARAGE | 805 ALTON CAROLINA RD | UST-89 | Gasoline Station | 4 | 1984-10-09 | Permanently Closed | 1000 | Unknown
CHARLESTOWN | WRIGHT'S GARAGE | 805 ALTON CAROLINA RD | UST-89 | Gasoline Station | 5 | 1984-10-09 | Permanently Closed | 1000 | Unknown
CHARLESTOWN | WRIGHT'S GARAGE | 805 ALTON CAROLINA RD | UST-89 | Gasoline Station | 6 | 1984-10-09 | Permanently Closed | 2200 | Heating Oil No.2
CHARLESTOWN | YMCA CAMP WATCHAUG | 160 PROSSER TRL | UST-3623 | Commercials | 1 | 1969-09-01 | Permanently Closed | 1000 | Heating Oil No.2
COVENTRY | 26 MAPLEDALE STREET RESIDENCE | 26 MAPLEDALE ST | UST-4721 | Private Residence | 1 | 1984-10-09 | Permanently Closed | 2000 | Heating Oil No.2 | Single Walled
COVENTRY | A. CARDI CONSTRUCTION CO., INC. | 451 ARNOLD RD | UST-1923 | Commercials | 1 | 1968-05-01 | Permanently Closed | 4000 | Diesel
COVENTRY | A. CARDI CONSTRUCTION CO., INC. | 451 ARNOLD RD | UST-1923 | Commercials | 2 | 1968-05-01 | Permanently Closed | 5000 | Diesel
COVENTRY | A. CARDI CONSTRUCTION CO., INC. | 451 ARNOLD RD | UST-1923 | Commercials | 3 | 1968-05-01 | Permanently Closed | 5000 | Diesel
COVENTRY | A. CARDI CONSTRUCTION CO., INC. | 451 ARNOLD RD | UST-1923 | Commercials | 4 | 1984-10-09 | Permanently Closed | 1000 | Waste Oil
COVENTRY | ADMINISTRATION BUILDING | 60 WOOD ST | UST-1566 | City/Town Government | 1 | 1951-02-01 | Permanently Closed | 5000 | Heating Oil No.2
COVENTRY | ADMINISTRATION BUILDING | 60 WOOD ST | UST-1566 | City/Town Government | 2 | 1984-10-09 | Permanently Closed | 500 | Heating Oil No.2
COVENTRY | ADMINISTRATION BUILDING | 60 WOOD ST | UST-1566 | City/Town Government | 3 | 1984-10-09 | Permanently Closed | 500 | Gasoline
COVENTRY | AIRPORT SURVEILLANCE RADAR-9 | COVENTRY AIR NATIONAL GUARD | UST-3337 | Federal Government | 1 | 1988-09-01 | Permanently Closed | 1000 | Diesel | Double Walled
COVENTRY | ALAN GRACE PROPERTY (FORMER GAS STATION) | 913 MAIN ST | UST-4026 | Commercials | 1 | 1984-10-09 | Permanently Closed | 1000 | Gasoline
COVENTRY | ALAN GRACE PROPERTY (FORMER GAS STATION) | 913 MAIN ST | UST-4026 | Commercials | 2 | 1984-10-09 | Permanently Closed | 1000 | Gasoline
COVENTRY | ALAN GRACE PROPERTY (FORMER GAS STATION) | 913 MAIN ST | UST-4026 | Commercials | 3 | 1984-10-09 | Permanently Closed | 1000 | Gasoline
COVENTRY | ALAN GRACE PROPERTY (FORMER GAS STATION) | 913 MAIN ST | UST-4026 | Commercials | 4 | 1984-10-09 | Permanently Closed | 500 | Heating Oil No.2
COVENTRY | ALDEA B. MONTIGNY (L. GADOURY OIL SERV.) | 159 READ ST | UST-1558 | Commercials | 1 | 1966-01-01 | Permanently Closed | 10000 | Heating Oil No.2
COVENTRY | ALDEA B. MONTIGNY (L. GADOURY OIL SERV.) | 159 READ ST | UST-1558 | Commercials | 2 | 1966-01-01 | Permanently Closed | 10000 | Heating Oil No.2
COVENTRY | ALPINE REST HOME, INC. | P.O. BOX 457 WEAVER HILL RD | UST-2889 | Industrial | 1 | 1984-10-09 | Permanently Closed | 2500 | Heating Oil No.2
COVENTRY | AMERICAN HOECHST CORPORATION | 500 WASHINGTON ST | UST-971 | Industrial | 1 | 1965-04-01 | Permanently Closed | 20000 | Heating Oil No.6
COVENTRY | AMERICAN HOECHST CORPORATION | 500 WASHINGTON ST | UST-971 | Industrial | 2 | 1965-04-01 | Permanently Closed | 3000 | Unknown
COVENTRY | AMERICAN HOECHST CORPORATION | 500 WASHINGTON ST | UST-971 | Industrial | 3 | 1965-04-01 | Permanently Closed | 3000 | Hazardous Substance
COVENTRY | AMERICAN HOECHST CORPORATION | 500 WASHINGTON ST | UST-971 | Industrial | 4 | 1970-04-01 | Permanently Closed | 2500 | Hazardous Substance
COVENTRY | ANTHONY GARAGE (D.O.T.) | MAPLEDALE RD | UST-1285 | State Government | 1 | 1975-05-01 | Permanently Closed | 10000 | Gasoline
COVENTRY | ANTHONY GARAGE (D.O.T.) | MAPLEDALE RD | UST-1285 | State Government | 2 | 1980-05-01 | Permanently Closed | 5000 | Gasoline
COVENTRY | ANTHONY GARAGE (D.O.T.) | MAPLEDALE RD | UST-1285 | State Government | 3 | 1973-05-01 | Permanently Closed | 3000 | Diesel
COVENTRY | ANTHONY GARAGE (D.O.T.) | MAPLEDALE RD | UST-1285 | State Government | 4 | 1984-10-09 | Permanently Closed | 2000 | Gasoline
COVENTRY | ANTHONY GARAGE (D.O.T.) | MAPLEDALE RD | UST-1285 | State Government | 5 | 1984-10-09 | Permanently Closed | 275 | Gasoline
COVENTRY | ANTHONY GARAGE (D.O.T.) | MAPLEDALE RD | UST-1285 | State Government | 6 | 1984-10-09 | Permanently Closed | 5000 | Heating Oil No.2
COVENTRY | ANTHONY GARAGE (D.O.T.) | MAPLEDALE RD | UST-1285 | State Government | 7 | 1984-10-09 | Permanently Closed | 275 | Waste Oil
COVENTRY | ANTHONY GARAGE (D.O.T.) | MAPLEDALE RD | UST-1285 | State Government | 8 | 1984-10-09 | Permanently Closed | 275 | Gasoline
COVENTRY | ANTHONY GARAGE (D.O.T.) | MAPLEDALE RD | UST-1285 | State Government | 9 | 1984-10-09 | Permanently Closed | 275 | Gasoline
COVENTRY | ARKWRIGHT ADVANCED COATING, INC. | 538 MAIN ST | UST-1484 | Industrial | 1 | 1981-10-01 | Permanently Closed | 2500 | Hazardous Substance | Single Walled
COVENTRY | ARKWRIGHT ADVANCED COATING, INC. | 538 MAIN ST | UST-1484 | Industrial | 2 | 1981-10-01 | Permanently Closed | 2500 | Hazardous Substance | Single Walled
COVENTRY | ARKWRIGHT ADVANCED COATING, INC. | 538 MAIN ST | UST-1484 | Industrial | 3 | 1981-10-01 | Permanently Closed | 2500 | Hazardous Substance | Single Walled
COVENTRY | ARKWRIGHT ADVANCED COATING, INC. | 538 MAIN ST | UST-1484 | Industrial | 4 | 1981-10-01 | Permanently Closed | 2500 | Hazardous Substance | Single Walled
COVENTRY | ARKWRIGHT ADVANCED COATING, INC. | 538 MAIN ST | UST-1484 | Industrial | 5 | 1981-10-01 | Permanently Closed | 2500 | Hazardous Substance | Single Walled
COVENTRY | ARKWRIGHT ADVANCED COATING, INC. | 538 MAIN ST | UST-1484 | Industrial | 6 | 1981-10-01 | Permanently Closed | 2500 | Hazardous Substance | Single Walled
COVENTRY | ARKWRIGHT ADVANCED COATING, INC. | 538 MAIN ST | UST-1484 | Industrial | 7 | 1981-10-01 | Permanently Closed | 2500 | Hazardous Substance | Single Walled
COVENTRY | ARKWRIGHT ADVANCED COATING, INC. | 538 MAIN ST | UST-1484 | Industrial | 8 | 1981-10-01 | Permanently Closed | 2500 | Hazardous Substance | Single Walled
COVENTRY | ARKWRIGHT ADVANCED COATING, INC. | 538 MAIN ST | UST-1484 | Industrial | 9 | 1981-10-01 | Permanently Closed | 10000 | Hazardous Substance | Single Walled
COVENTRY | ARKWRIGHT ADVANCED COATING, INC. | 538 MAIN ST | UST-1484 | Industrial | 10 | 1981-10-01 | Permanently Closed | 10000 | Hazardous Substance | Single Walled
COVENTRY | ARKWRIGHT ADVANCED COATING, INC. | 538 MAIN ST | UST-1484 | Industrial | 11 | 1981-10-01 | Permanently Closed | 5000 | Other | Single Walled
COVENTRY | ARKWRIGHT ADVANCED COATING, INC. | 538 MAIN ST | UST-1484 | Industrial | 12 | 1981-10-01 | Permanently Closed | 6000 | Waste Oil | Single Walled
COVENTRY | ARKWRIGHT ADVANCED COATING, INC. | 538 MAIN ST | UST-1484 | Industrial | 13 | 1984-10-09 | Permanently Closed | 5000 | Gasoline
COVENTRY | ARKWRIGHT ADVANCED COATING, INC. | 538 MAIN ST | UST-1484 | Industrial | 14 | 1984-10-09 | Permanently Closed | 5000 | Gasoline
COVENTRY | ARKWRIGHT ADVANCED COATING, INC. | 538 MAIN ST | UST-1484 | Industrial | 15 | 1984-10-09 | Permanently Closed | 2000 | Gasoline
COVENTRY | ARKWRIGHT ADVANCED COATING, INC. | 538 MAIN ST | UST-1484 | Industrial | 16 | 1984-10-09 | Permanently Closed | 2000 | Gasoline
COVENTRY | ARKWRIGHT ADVANCED COATING, INC. | 538 MAIN ST | UST-1484 | Industrial | 17 | 1984-10-09 | Permanently Closed | 2000 | Gasoline
COVENTRY | ARKWRIGHT ADVANCED COATING, INC. | 538 MAIN ST | UST-1484 | Industrial | 18 | 1984-10-09 | Permanently Closed | 2500 | Gasoline
COVENTRY | ARKWRIGHT ADVANCED COATING, INC. | 538 MAIN ST | UST-1484 | Industrial | 19 | 1984-10-09 | Permanently Closed | 1000 | Gasoline
COVENTRY | ARKWRIGHT ADVANCED COATING, INC. | 538 MAIN ST | UST-1484 | Industrial | 20 | 1984-10-09 | Permanently Closed | 1000 | Gasoline
COVENTRY | ARKWRIGHT ADVANCED COATING, INC. | 538 MAIN ST | UST-1484 | Industrial | 21 | 1984-10-09 | Permanently Closed | 4000 | Gasoline
COVENTRY | ARKWRIGHT ADVANCED COATING, INC. | 538 MAIN ST | UST-1484 | Industrial | 22 | 1937-01-01 | Permanently Closed | 10000 | Heating Oil No.6
COVENTRY | ARKWRIGHT ADVANCED COATING, INC. | 538 MAIN ST | UST-1484 | Industrial | 23 | 1937-01-01 | Permanently Closed | 25000 | Heating Oil No.6
COVENTRY | ARKWRIGHT ADVANCED COATING, INC. | 538 MAIN ST | UST-1484 | Industrial | 24 | 1937-01-01 | Permanently Closed | 25000 | Heating Oil No.6
COVENTRY | ARKWRIGHT ADVANCED COATING, INC. | 538 MAIN ST | UST-1484 | Industrial | 25 | 1984-10-09 | Permanently Closed | 2000 | Other
COVENTRY | ARKWRIGHT ADVANCED COATING, INC. | 538 MAIN ST | UST-1484 | Industrial | 26 | 1984-10-09 | Permanently Closed | 4000 | Other
COVENTRY | ARKWRIGHT ADVANCED COATING, INC. | 538 MAIN ST | UST-1484 | Industrial | 27 | 1984-10-09 | Permanently Closed | 4000 | Other
COVENTRY | ARKWRIGHT ADVANCED COATING, INC. | 538 MAIN ST | UST-1484 | Industrial | 28 | 1984-10-09 | Permanently Closed | 4000 | Other
COVENTRY | ARTHUR KREUTER (COMMERCIAL PROPERTY) | 445 FAIRVIEW AVE | UST-18510 | Commercials | 1 | 1984-10-09 | Permanently Closed | 2000 | Heating Oil No.2
COVENTRY | ATLANTIC PLUMBING | 1000 TIOGUE AVE | UST-167 | Commercials | 1 | 1966-03-01 | Permanently Closed | 4000 | Other
COVENTRY | ATLANTIC PLUMBING | 1000 TIOGUE AVE | UST-167 | Commercials | 2 | 1980-03-01 | Permanently Closed | 4000 | Other
COVENTRY | AUTO VILLAGE | 920 TIOGUE AVE | UST-3720 | Commercials | 1 | 1971-02-01 | Permanently Closed | 1000 | Heating Oil No.2
COVENTRY | AUTO VILLAGE | 920 TIOGUE AVE | UST-4129 | Commercials | 1 | 1984-10-09 | Permanently Closed | 1000 | Heating Oil No.2
COVENTRY | BECKER MANUFACTURING DBA GARLAND WRITING INSTRUMEN | ONE SOUTH MAIN ST | UST-16480 | Commercials | 1 | 1984-10-09 | Permanently Closed | 5000 | Heating Oil No.2
COVENTRY | BETTEZ CONSTRUCTION CO., INC. | 1000 KNOTTY OAK RD | UST-1741 | Industrial | 1 | 1984-10-09 | Permanently Closed | 2000 | Diesel
COVENTRY | BETTEZ CONSTRUCTION CO., INC. | 1000 KNOTTY OAK RD | UST-1741 | Industrial | 2 | 1984-10-09 | Permanently Closed | 2000 | Diesel
COVENTRY | BETTEZ CONSTRUCTION CO., INC. | 1000 KNOTTY OAK RD | UST-1741 | Industrial | 3 | 1984-10-09 | Permanently Closed | 50 | Waste Oil | Single Walled
COVENTRY | BILL'S PACKAGE STORE | 672 MAIN ST | UST-4326 | Commercials | 1 | 1984-10-09 | Permanently Closed | 500 | Heating Oil No.2
COVENTRY | BJ'S WHOLESALE CLUB #119 | 790 CENTRE OF NEW ENGLAND BLVD | UST-18655 | Gasoline Station | 1 | 2000-01-24 | In Use | 20000 | Gasoline | Double Walled | 2014-10-20
COVENTRY | BJ'S WHOLESALE CLUB #119 | 790 CENTRE OF NEW ENGLAND BLVD | UST-18655 | Gasoline Station | 2 | 2000-01-24 | In Use | 12000 | Gasoline | Double Walled | 2014-10-20
COVENTRY | BJ'S WHOLESALE CLUB #119 | 790 CENTRE OF NEW ENGLAND BLVD | UST-18655 | Gasoline Station | 3 | 2000-01-24 | In Use | 8000 | Gasoline | Double Walled | 2014-10-20
COVENTRY | BRADY SULLIVAN HARRIS MILL LLC | 618 MAIN ST | UST-1028 | Commercials | 1 | 1997-04-25 | Permanently Closed | 15000 | Heating Oil No.6
COVENTRY | BRADY SULLIVAN HARRIS MILL LLC | 618 MAIN ST | UST-1028 | Commercials | 2 | 1997-04-25 | Permanently Closed | 15000 | Heating Oil No.6
COVENTRY | BRADY SULLIVAN HARRIS MILL LLC | 618 MAIN ST | UST-1028 | Commercials | 3 | 1975-04-01 | Permanently Closed | 9000 | Heating Oil No.2
COVENTRY | C & B TIOGUE LLC PROPERTY | 896 TIOGUE AVE | UST-4243 | Commercials | 1 | 1984-10-09 | Permanently Closed | 1000 | Heating Oil No.2
COVENTRY | CENTERVILLE BANK | 777 TIOGUE AVE | UST-16156 | Other | 1 | 1984-10-09 | Permanently Closed | 1000 | Heating Oil No.2
COVENTRY | CENTERVILLE BANK | 777 TIOGUE AVE | UST-16156 | Other | 2 | 1984-10-09 | Permanently Closed | 1000 | Heating Oil No.2
COVENTRY | CENTRAL COVENTRY FIRE DISTRICT | ROUTE 117 | UST-313 | City/Town Government | 1 | 1974-03-01 | Permanently Closed | 2000 | Heating Oil No.2
COVENTRY | CENTURY PLAZA | SANDY BOTTOM RD | UST-16511 | Commercials | 1 | 1984-10-09 | Permanently Closed | 1000 | Diesel
COVENTRY | CHEVALIER'S TOWING SERVICE, INC. | 700 NEW LONDON TPKE | UST-77 | Commercials | 1 | 1980-02-01 | Permanently Closed | 1000 | Waste Oil
COVENTRY | CHILD INC | 23 CADY ST | UST-4756 | Other | 1 | 1984-10-09 | Permanently Closed | 1000 | Heating Oil No.2 | Single Walled
COVENTRY | COLONIAL PLUMBING/HEATING SUPPLY CO. | 964 TIOGUE AVE | UST-18915 | Commercials | 1 | 1984-10-09 | Permanently Closed | 1000 | Unknown
COVENTRY | COMMERCIAL RENTAL PROPERTY | 126 HOWARD AVE | UST-18037 | Commercials | 1 | 1984-10-09 | Permanently Closed | 1000 | Heating Oil No.2
COVENTRY | COMMUNITY SOLUTIONS, INC. | 344 HOPKINS HILL RD | UST-2537 | Commercials | 1 | 1950-05-01 | Permanently Closed | 2000 | Heating Oil No.2
COVENTRY | CONCORDIA MFG., LLC | 4 LAUREL AVE | UST-2684 | Industrial | 1 | 1964-12-01 | Permanently Closed | 5000 | Heating Oil No.2
COVENTRY | CONCORDIA MFG., LLC | 4 LAUREL AVE | UST-2684 | Industrial | 2 | 1964-12-01 | Permanently Closed | 10000 | Heating Oil No.2
COVENTRY | CONCORDIA MFG., LLC | 4 LAUREL AVE | UST-2684 | Industrial | 3 | 1964-12-01 | Permanently Closed | 10000 | Heating Oil No.2
COVENTRY | CONCORDIA MFG., LLC | 4 LAUREL AVE | UST-2684 | Industrial | 4 | 1964-12-01 | Permanently Closed | 8500 | Heating Oil No.2
COVENTRY | CONSOLIDATED CONCRETE CORP. | 75 AIRPORT RD | UST-4731 | Industrial | 1 | 1984-10-09 | Permanently Closed | 3000 | Heating Oil No.2 | Single Walled
COVENTRY | COVENTRY AUTO CLINIC | 160 MAIN ST | UST-15264 | Commercials | 1 | 1984-10-09 | Permanently Closed | 4000 | Gasoline
COVENTRY | COVENTRY AUTO CLINIC | 160 MAIN ST | UST-15264 | Commercials | 2 | 1984-10-09 | Permanently Closed | 4000 | Gasoline
COVENTRY | COVENTRY AUTO CLINIC | 160 MAIN ST | UST-15264 | Commercials | 3 | 1984-10-09 | Permanently Closed | 4000 | Gasoline
COVENTRY | COVENTRY AUTO CLINIC | 160 MAIN ST | UST-15264 | Commercials | 4 | 1984-10-09 | Permanently Closed | 550 | Waste Oil
COVENTRY | COVENTRY FIRE DISTRICT (ANTHONY STATION) | 571 WASHINGTON ST | UST-3297 | City/Town Government | 1 | 1982-01-01 | Permanently Closed | 1500 | Gasoline
COVENTRY | COVENTRY FIRE DISTRICT (ANTHONY STATION) | 571 WASHINGTON ST | UST-3297 | City/Town Government | 2 | 1984-10-09 | Permanently Closed | 1000 | Heating Oil No.2
COVENTRY | COVENTRY HEALTH CENTER, INC. | 10 WOODLAND DR | UST-18182 | Commercials | 1 | 1982-04-01 | Permanently Closed | 1500 | Diesel
COVENTRY | COVENTRY HIGH SCHOOL | CLUBHOUSE RD | UST-1568 | Education - Town | 1 | 1974-02-01 | Permanently Closed | 20000 | Heating Oil No.2
COVENTRY | COVENTRY HIGH SCHOOL | CLUBHOUSE RD | UST-1568 | Education - Town | 2 | 1974-02-01 | Permanently Closed | 20000 | Heating Oil No.2
COVENTRY | COVENTRY HIGH SCHOOL | CLUBHOUSE RD | UST-1568 | Education - Town | 3 | 1974-02-01 | Permanently Closed | 2000 | Diesel
COVENTRY | COVENTRY HOUSING ASSOCIATES | 633 MAIN ST | UST-18035 | Commercials | 1 | 1984-10-09 | Permanently Closed | 1000 | Heating Oil No.2
COVENTRY | COVENTRY HOUSING ASSOCIATES | 633 MAIN ST | UST-18035 | Commercials | 2 | null | Permanently Closed | 500 | Heating Oil No.2 | Single Walled
COVENTRY | COVENTRY JUNIOR HIGH SCHOOL | FOSTER DR | UST-1569 | Education - Town | 1 | 1956-02-01 | Permanently Closed | 10000 | Heating Oil No.2
COVENTRY | COVENTRY LUMBER | 2030 NOOSENECK HILL RD | UST-18472 | Commercials | 1 | 1984-10-09 | Permanently Closed | 1000 | Gasoline
COVENTRY | COVENTRY MART | 1100 MAIN ST | UST-766 | Gasoline Station | 1 | 1979-04-01 | Permanently Closed | 8000 | Gasoline
COVENTRY | COVENTRY MART | 1100 MAIN ST | UST-766 | Gasoline Station | 2 | 1979-04-01 | Permanently Closed | 8000 | Gasoline
COVENTRY | COVENTRY MART | 1100 MAIN ST | UST-766 | Gasoline Station | 3 | 1979-04-01 | Permanently Closed | 8000 | Gasoline
COVENTRY | COVENTRY MART | 1100 MAIN ST | UST-766 | Gasoline Station | 4 | 1998-06-17 | In Use | 8000 | Gasoline | Double Walled
COVENTRY | COVENTRY MART | 1100 MAIN ST | UST-766 | Gasoline Station | 5 | 1998-06-17 | In Use | 8000 | Gasoline | Double Walled
COVENTRY | COVENTRY MART | 1100 MAIN ST | UST-766 | Gasoline Station | 6 | 1998-06-17 | In Use | 8000 | Gasoline | Double Walled
COVENTRY | COVENTRY MART | 1100 MAIN ST | UST-766 | Gasoline Station | 7 | 1984-10-09 | Permanently Closed | 500 | Heating Oil No.2 | Single Walled
COVENTRY | COVENTRY PLAZA K-MART | NOOSENECK HILL RD | UST-3276 | Commercials | 1 | 1966-11-01 | Permanently Closed | 5000 | Heating Oil No.2
COVENTRY | COVENTRY POLICE DEPARTMENT | 1075 MAIN ST | UST-824 | City/Town Government | 1 | 1984-10-09 | Permanently Closed | 5000 | Gasoline
COVENTRY | COVENTRY POLICE DEPARTMENT | 1075 MAIN ST | UST-824 | City/Town Government | 2 | 1984-10-09 | In Use | 2000 | Heating Oil No.2
COVENTRY | COVENTRY TIRE & SUPPLY | 925 TIOGUE AVE | UST-459 | Gasoline Station | 1 | 1971-04-01 | Permanently Closed | 6000 | Gasoline
COVENTRY | COVENTRY TIRE & SUPPLY | 925 TIOGUE AVE | UST-459 | Gasoline Station | 2 | 1971-04-01 | Permanently Closed | 6000 | Gasoline
COVENTRY | COVENTRY TIRE & SUPPLY | 925 TIOGUE AVE | UST-459 | Gasoline Station | 3 | 1971-04-01 | Permanently Closed | 6000 | Gasoline
COVENTRY | COVENTRY TIRE & SUPPLY | 925 TIOGUE AVE | UST-459 | Gasoline Station | 4 | 1985-02-01 | Permanently Closed | 1000 | Waste Oil
COVENTRY | COVENTRY TIRE & SUPPLY | 925 TIOGUE AVE | UST-459 | Gasoline Station | 5 | 1984-10-09 | Permanently Closed | 1000 | Kerosene
COVENTRY | CUMBERLAND FARMS #3881 | 2293 NEW LONDON TPKE | UST-4618 | Gasoline Station | 1 | 2014-09-23 | In Use | 12000 | Gasoline | Double Walled | 2014-10-17
COVENTRY | CUMBERLAND FARMS #3881 | 2293 NEW LONDON TPKE | UST-4618 | Gasoline Station | 2 | 2014-09-23 | In Use | 8000 | Gasoline | Double Walled | 2014-10-17
COVENTRY | CUMBERLAND FARMS #3881 | 2293 NEW LONDON TPKE | UST-4618 | Gasoline Station | 3 | 2014-09-23 | In Use | 12000 | Gasoline | Double Walled | 2014-10-17
COVENTRY | CUMBERLAND FARMS #3881 | 2293 NEW LONDON TPKE | UST-4618 | Gasoline Station | 4 | 2014-09-23 | In Use | 8000 | Diesel | Double Walled | 2014-10-17
COVENTRY | CUMBERLAND FARMS, INC #3844 | 1600 NOOSENECK HILL RD | UST-772 | Gasoline Station | 1 | 1983-04-01 | Permanently Closed | 8000 | Gasoline | Single Walled
COVENTRY | CUMBERLAND FARMS, INC #3844 | 1600 NOOSENECK HILL RD | UST-772 | Gasoline Station | 2 | 1983-04-01 | Permanently Closed | 8000 | Gasoline | Single Walled
COVENTRY | CUMBERLAND FARMS, INC #3844 | 1600 NOOSENECK HILL RD | UST-772 | Gasoline Station | 3 | 1983-04-01 | Permanently Closed | 8000 | Gasoline | Single Walled
COVENTRY | CUMBERLAND FARMS, INC #3844 | 1600 NOOSENECK HILL RD | UST-772 | Gasoline Station | 4 | 2011-08-26 | In Use | 8000 | Gasoline | Double Walled
COVENTRY | CUMBERLAND FARMS, INC #3844 | 1600 NOOSENECK HILL RD | UST-772 | Gasoline Station | 5 | 2011-08-26 | In Use | 8000 | Gasoline | Double Walled
COVENTRY | CUMBERLAND FARMS, INC #3844 | 1600 NOOSENECK HILL RD | UST-772 | Gasoline Station | 6 | 2011-08-26 | In Use | 8000 | Gasoline | Double Walled
COVENTRY | CUMBERLAND FARMS, INC. #3838 | 785 TIOGUE AVE | UST-767 | Gasoline Station | 1 | 1979-04-01 | Permanently Closed | 8000 | Gasoline
COVENTRY | CUMBERLAND FARMS, INC. #3838 | 785 TIOGUE AVE | UST-767 | Gasoline Station | 2 | 1979-04-01 | Permanently Closed | 8000 | Gasoline
COVENTRY | CUMBERLAND FARMS, INC. #3838 | 785 TIOGUE AVE | UST-767 | Gasoline Station | 3 | 1979-04-01 | Permanently Closed | 8000 | Gasoline
COVENTRY | CUMBERLAND FARMS, INC. #3838 | 785 TIOGUE AVE | UST-767 | Gasoline Station | 4 | 1998-03-27 | In Use | 10000 | Gasoline | Double Walled | 2018-09-14
COVENTRY | CUMBERLAND FARMS, INC. #3838 | 785 TIOGUE AVE | UST-767 | Gasoline Station | 5 | 1998-03-27 | In Use | 10000 | Gasoline | Double Walled | 2018-09-14
COVENTRY | CUMBERLAND FARMS, INC. #3838 | 785 TIOGUE AVE | UST-767 | Gasoline Station | 6 | 1998-03-27 | In Use | 10000 | Gasoline | Double Walled | 2018-09-14
COVENTRY | CUMBERLAND FARMS, INC. #3841 | 436 KNOTTY OAK RD | UST-770 | Gasoline Station | 1 | 1984-10-09 | Permanently Closed | 4000 | Gasoline
COVENTRY | CUMBERLAND FARMS, INC. #3841 | 436 KNOTTY OAK RD | UST-770 | Gasoline Station | 2 | 1984-10-09 | Permanently Closed | 4000 | Gasoline
COVENTRY | CUMBERLAND FARMS, INC. #3841 | 436 KNOTTY OAK RD | UST-770 | Gasoline Station | 3 | 1992-12-01 | In Use | 6000 | Gasoline | Double Walled
COVENTRY | CUMBERLAND FARMS, INC. #3841 | 436 KNOTTY OAK RD | UST-770 | Gasoline Station | 4 | 1984-10-09 | Permanently Closed | 4000 | Gasoline
COVENTRY | CUMBERLAND FARMS, INC. #3841 | 436 KNOTTY OAK RD | UST-770 | Gasoline Station | 5 | 1992-11-01 | In Use | 6000 | Gasoline | Double Walled
COVENTRY | CUMBERLAND FARMS, INC. #3841 | 436 KNOTTY OAK RD | UST-770 | Gasoline Station | 6 | 1984-10-09 | Permanently Closed | 4000 | Gasoline
COVENTRY | CUMBERLAND FARMS, INC. #3841 | 436 KNOTTY OAK RD | UST-770 | Gasoline Station | 7 | 1992-11-01 | In Use | 6000 | Gasoline | Double Walled
COVENTRY | DOLLAR GENERAL | 2011 NOOSENECK HILL RD | UST-4840 | Commercials | 1 | null | Permanently Closed | 750 | Heating Oil No.2 | Single Walled
COVENTRY | DONALD L. HANDY | 585 BLACKROCK RD | UST-2886 | Private Residence | 1 | 1980-11-01 | In Use | 2000 | Heating Oil No.2
COVENTRY | DONALD SKURKA | 1097 MAIN ST | UST-18362 | Private Residence | 1 | 1984-10-09 | Permanently Closed | 2000 | Heating Oil No.2
COVENTRY | DWORKIN REALTY CO., INC. | 910 TIOGUE AVE | UST-1730 | Commercials | 1 | 1984-10-09 | Permanently Closed | 2000 | Heating Oil No.2
COVENTRY | DWORKIN REALTY CO., INC. | 910 TIOGUE AVE | UST-1730 | Commercials | 2 | 1984-10-09 | Permanently Closed | 1000 | Heating Oil No.2
COVENTRY | DWORKIN REALTY CO., INC. | 910 TIOGUE AVE | UST-1730 | Commercials | 3 | 1984-10-09 | Permanently Closed | 1000 | Gasoline
COVENTRY | DWORKIN REALTY CO., INC. | 910 TIOGUE AVE | UST-1730 | Commercials | 4 | 1984-10-09 | Permanently Closed | 500 | Gasoline
COVENTRY | DWORKIN REALTY CO., INC. | 910 TIOGUE AVE | UST-1730 | Commercials | 5 | 1984-10-09 | Permanently Closed | 500 | Heating Oil No.2
COVENTRY | DWORKIN REALTY CO., INC. | 910 TIOGUE AVE | UST-1730 | Commercials | 6 | 1984-10-09 | Permanently Closed | 500 | Heating Oil No.2
COVENTRY | DWORKIN REALTY CO., INC. | 910 TIOGUE AVE | UST-1730 | Commercials | 7 | 1984-10-09 | Permanently Closed | 275 | Heating Oil No.2
COVENTRY | EARL RANDALL | 687 WASHINGTON ST | UST-18267 | Commercials | 1 | 1984-10-09 | Permanently Closed | 1000 | Heating Oil No.2
COVENTRY | ENGINEERED YARNS, INC. | 1372 MAIN ST | UST-1766 | Industrial | 1 | 1966-04-01 | Permanently Closed | 10000 | Hazardous Substance
COVENTRY | ENGINEERED YARNS, INC. | 1372 MAIN ST | UST-1766 | Industrial | 2 | 1984-10-09 | Permanently Closed | 275 | Hazardous Substance
COVENTRY | ENGINEERED YARNS, INC. | 1372 MAIN ST | UST-1766 | Industrial | 3 | 1984-10-09 | Permanently Closed | 500 | Hazardous Substance
COVENTRY | ETHIDE LABORATORIES | 31 CHESTNUT ST | UST-16663 | Industrial | 1 | 1984-10-09 | Permanently Closed | 1250 | Heating Oil No.2
COVENTRY | FARM | WILLIAMS CROSSING RD | UST-18498 | Farm | 1 | 1984-10-09 | Permanently Closed | 500 | Gasoline
COVENTRY | FORMER GREAT LAKES CONTAINER CORPORATION | 592 ARNOLD RD | UST-15382 | Commercials | 1 | 1984-10-09 | Permanently Closed | 10000 | Other
COVENTRY | FORMER GREAT LAKES CONTAINER CORPORATION | 592 ARNOLD RD | UST-15382 | Commercials | 2 | 1984-10-09 | Permanently Closed | 2500 | Other
COVENTRY | GASPEE LACE WORKS, INC. | 847 TIOGUE AVE | UST-5020 | Commercials | 1 | 1984-10-09 | In Use | 2000 | Heating Oil No.2
COVENTRY | GERARD GAUVIN (RESIDENTIAL) | 280 TOWN FARM RD | UST-18689 | Private Residence | 1 | 1984-10-09 | Permanently Closed | 2000 | Heating Oil No.2
COVENTRY | GLENWOODS PARK | 978 TIOGUE AVE | UST-18641 | Commercials | 1 | 1984-10-09 | Permanently Closed | 1000 | Heating Oil No.2
COVENTRY | GLENWOODS PARK | 978 TIOGUE AVE | UST-18641 | Commercials | 2 | 1984-10-09 | Permanently Closed | 1000 | Heating Oil No.2
COVENTRY | GLENWOODS PARK | 978 TIOGUE AVE | UST-18641 | Commercials | 3 | 1984-10-09 | Permanently Closed | 1000 | Heating Oil No.2
COVENTRY | GLENWOODS PARK | 978 TIOGUE AVE | UST-18641 | Commercials | 4 | 1984-10-09 | Permanently Closed | 1000 | Heating Oil No.2
COVENTRY | GLENWOODS PARK | 978 TIOGUE AVE | UST-18641 | Commercials | 5 | 1984-10-09 | Permanently Closed | 1000 | Heating Oil No.2
COVENTRY | HANRATTY MACHINE INC | 8 HAZEL ST | UST-4818 | Industrial | 1 | null | Permanently Closed | 1000 | Heating Oil No.2
COVENTRY | HAZARD'S AUTO BODY | 230 TIOGUE AVE | UST-3832 | Commercials | 1 | 1984-10-09 | Permanently Closed | 500 | Heating Oil No.2
COVENTRY | HEALTH AND HUMAN SERVICE CENTER | 141 MACARTHUR ST | UST-18322 | Commercials | 1 | 1984-10-09 | Permanently Closed | 2000 | Heating Oil No.2
COVENTRY | HENRY ARNOLD | NARROW LN | UST-2546 | Private Residence | 1 | 1975-04-01 | In Use | 3000 | Heating Oil No.2
COVENTRY | HOLIDAY PRODUCTS | 9 HOWARD AVE | UST-16471 | Industrial | 1 | 1984-10-09 | Permanently Closed | 15000 | Heating Oil No.6
COVENTRY | HOLIDAY PRODUCTS | 9 HOWARD AVE | UST-16471 | Industrial | 2 | 1984-10-09 | Permanently Closed | 5000 | Hazardous Substance
COVENTRY | HOLIDAY PRODUCTS | 9 HOWARD AVE | UST-16471 | Industrial | 3 | 1984-10-09 | Permanently Closed | 1000 | Hazardous Substance
COVENTRY | HOLIDAY PRODUCTS | 9 HOWARD AVE | UST-16471 | Industrial | 4 | 1984-10-09 | Permanently Closed | 500 | Hazardous Substance
COVENTRY | HOLIDAY PRODUCTS | 9 HOWARD AVE | UST-16471 | Industrial | 5 | 1984-10-09 | Permanently Closed | 500 | Hazardous Substance
COVENTRY | HOPKINS HILL SCHOOL | JOHNSON''S BLVD | UST-1567 | Education - Town | 1 | 1960-02-01 | Permanently Closed | 3500 | Heating Oil No.2
COVENTRY | I P E C (FORMER) | 1610 FLAT RIVER RD | UST-16963 | Other | 1 | 1984-10-09 | Permanently Closed | 1000 | Heating Oil No.2
COVENTRY | IZZI PROPERTY | 653 TIOGUE AVE | UST-19071 | Commercials | 1 | 1984-10-09 | Permanently Closed | 1000 | Heating Oil No.2
COVENTRY | JAMES AND PAMELA MARCHETTI | 21 WARNERS CT | UST-2360 | Private Residence | 1 | 1965-11-01 | In Use | 1000 | Heating Oil No.2
COVENTRY | JIFFY LUBE | 880 TIOGUE AVE | UST-3099 | Commercials | 1 | 1984-10-09 | Permanently Closed | 3000 | Waste Oil
COVENTRY | JIFFY LUBE | 880 TIOGUE AVE | UST-3099 | Commercials | 2 | 1984-10-09 | Permanently Closed | 3000 | Motor Oil
COVENTRY | JIFFY LUBE | 880 TIOGUE AVE | UST-3099 | Commercials | 3 | 1984-10-09 | Permanently Closed | 3000 | Motor Oil
COVENTRY | JOHN JR. & HENRIETTE KOSZELA | JCT. 117 & 102 | UST-2259 | Other | 1 | 1984-10-09 | Permanently Closed | 10000 | Gasoline
COVENTRY | JOHN JR. & HENRIETTE KOSZELA | JCT. 117 & 102 | UST-2259 | Other | 2 | 1984-10-09 | Permanently Closed | 3000 | Gasoline
COVENTRY | JOHN JR. & HENRIETTE KOSZELA | JCT. 117 & 102 | UST-2259 | Other | 3 | 1984-10-09 | Permanently Closed | 1000 | Gasoline
COVENTRY | JOHN JR. & HENRIETTE KOSZELA | JCT. 117 & 102 | UST-2259 | Other | 4 | 1984-10-09 | Permanently Closed | 10000 | Gasoline
COVENTRY | JOHN MICELI (APARTMENTS) | 31 MAPLEDALE ST | UST-18816 | Other | 1 | 1984-10-09 | Permanently Closed | 275 | Unknown
COVENTRY | K AND A AUTOMOTIVE | 2070 NOOSENECK HILL RD | UST-559 | Gasoline Station | 1 | 1969-04-01 | Permanently Closed | 6280 | Gasoline
COVENTRY | K AND A AUTOMOTIVE | 2070 NOOSENECK HILL RD | UST-559 | Gasoline Station | 2 | 1990-10-01 | Permanently Closed | 8000 | Gasoline | Single Walled | 1990-10-01
COVENTRY | K AND A AUTOMOTIVE | 2070 NOOSENECK HILL RD | UST-559 | Gasoline Station | 3 | 1969-04-01 | Permanently Closed | 6280 | Gasoline
COVENTRY | K AND A AUTOMOTIVE | 2070 NOOSENECK HILL RD | UST-559 | Gasoline Station | 4 | 1990-10-01 | Permanently Closed | 8000 | Diesel | Single Walled | 2007-07-24
COVENTRY | K AND A AUTOMOTIVE | 2070 NOOSENECK HILL RD | UST-559 | Gasoline Station | 5 | 1969-04-01 | Permanently Closed | 4000 | Gasoline
COVENTRY | K AND A AUTOMOTIVE | 2070 NOOSENECK HILL RD | UST-559 | Gasoline Station | 6 | 1990-10-01 | Permanently Closed | 8000 | Gasoline | Single Walled | 1990-10-01
COVENTRY | K AND A AUTOMOTIVE | 2070 NOOSENECK HILL RD | UST-559 | Gasoline Station | 7 | 1969-04-01 | Permanently Closed | 4000 | Diesel
COVENTRY | K AND A AUTOMOTIVE | 2070 NOOSENECK HILL RD | UST-559 | Gasoline Station | 8 | 1990-10-01 | Permanently Closed | 8000 | Gasoline | Single Walled | 1990-10-01
COVENTRY | K AND A AUTOMOTIVE | 2070 NOOSENECK HILL RD | UST-559 | Gasoline Station | 9 | 1969-04-01 | Permanently Closed | 1000 | Heating Oil No.2
COVENTRY | K AND A AUTOMOTIVE | 2070 NOOSENECK HILL RD | UST-559 | Gasoline Station | 10 | 1969-04-01 | Permanently Closed | 1000 | Waste Oil
COVENTRY | K AND A AUTOMOTIVE | 2070 NOOSENECK HILL RD | UST-559 | Gasoline Station | 11 | 1984-04-01 | Permanently Closed | 500 | Kerosene
COVENTRY | K AND A AUTOMOTIVE | 2070 NOOSENECK HILL RD | UST-559 | Gasoline Station | 12 | 2022-02-21 | In Use | 15000 | Gasoline | Double Walled | 2022-03-02
COVENTRY | K AND A AUTOMOTIVE | 2070 NOOSENECK HILL RD | UST-559 | Gasoline Station | 13 | 2022-02-21 | In Use | 5000 | Gasoline | Double Walled | 2022-03-02
COVENTRY | K AND A AUTOMOTIVE | 2070 NOOSENECK HILL RD | UST-559 | Gasoline Station | 14 | 2022-02-21 | In Use | 10000 | Diesel | Double Walled | 2022-03-02
COVENTRY | KENNEY MANUFACTURING COMPANY | INDUSTRIAL DR | UST-39 | Industrial | 1 | 1984-10-09 | Permanently Closed | 5000 | Gasoline
COVENTRY | KENNEY MANUFACTURING COMPANY | INDUSTRIAL DR | UST-39 | Industrial | 2 | 1984-10-09 | Permanently Closed | 5000 | Gasoline
COVENTRY | KEVIN MCGARRY (RESIDENTIAL) | 590 MAIN ST | UST-18690 | Private Residence | 1 | 1984-10-09 | Permanently Closed | 500 | Gasoline
COVENTRY | KNOTTY OAK SCHOOL | 21 KNOTTY OAK RD | UST-16564 | Education - Town | 1 | 1984-10-09 | Permanently Closed | 1000 | Heating Oil No.2
COVENTRY | KNOTTY OAK SCHOOL | 21 KNOTTY OAK RD | UST-16564 | Education - Town | 2 | 1984-10-09 | Permanently Closed | 1000 | Heating Oil No.2
COVENTRY | LAURA'S AUTO | 673 TIOGUE AVE | UST-2257 | Commercials | 1 | 1965-04-01 | Permanently Closed | 500 | Heating Oil No.2
COVENTRY | LIONEL GAUTHIER PAVING | RESERVOIR RD | UST-1736 | Commercials | 1 | 1979-12-01 | Permanently Closed | 1000 | Heating Oil No.2
COVENTRY | LUMBER YARD (FORMERLY) | 142 WOOD ST | UST-18280 | Commercials | 1 | 1984-10-09 | Permanently Closed | 300 | Gasoline
COVENTRY | MAPLE ROOT CORPORATION | RT. 3 | UST-2515 | Commercials | 1 | 1980-06-01 | Permanently Closed | 2000 | Gasoline
COVENTRY | MATTESON'S OIL COMPANY | 936 TIOGUE AVE | UST-18650 | Commercials | 1 | 1984-10-09 | Permanently Closed | 1500 | Gasoline
COVENTRY | MATTESON'S OIL COMPANY | 936 TIOGUE AVE | UST-18650 | Commercials | 2 | 1984-10-09 | Permanently Closed | 1500 | Gasoline
COVENTRY | MATTESON'S OIL COMPANY | 936 TIOGUE AVE | UST-18650 | Commercials | 3 | 1984-10-09 | Permanently Closed | 1500 | Gasoline
COVENTRY | MATTESON'S OIL COMPANY | 936 TIOGUE AVE | UST-18650 | Commercials | 4 | 1984-10-09 | Permanently Closed | 1500 | Gasoline
COVENTRY | MATTESON'S OIL COMPANY | 936 TIOGUE AVE | UST-18650 | Commercials | 5 | 1984-10-09 | Permanently Closed | 1500 | Gasoline
COVENTRY | MATTESON'S OIL COMPANY | 936 TIOGUE AVE | UST-18650 | Commercials | 6 | 1984-10-09 | Permanently Closed | 750 | Gasoline
COVENTRY | MATTESON'S OIL COMPANY | 936 TIOGUE AVE | UST-18650 | Commercials | 7 | 1984-10-09 | Permanently Closed | 1000 | Gasoline
COVENTRY | MIDSTATE FACILITY | 194 NEW LONDON AVE | UST-17469 | State Government | 1 | 1984-10-09 | Permanently Closed | 4000 | Heating Oil No.2
COVENTRY | MISHNOCK PROPERTIES LLC | 1049 TIOGUE AVE | UST-4916 | Commercials | 1 | null | Permanently Closed | 3000 | Heating Oil No.2 | Single Walled
COVENTRY | MONROE TOOL COMPANY | 134 HOWARD ST | UST-18870 | Commercials | 1 | 1984-10-09 | Permanently Closed | 1000 | Unknown
COVENTRY | MONROE TOOL COMPANY | 134 HOWARD ST | UST-18870 | Commercials | 2 | 1984-10-09 | Permanently Closed | 1000 | Unknown
COVENTRY | MOORE'S MOTOR SERVICE | 487 WASHINGTON ST | UST-18590 | Commercials | 1 | 1984-10-09 | Permanently Closed | 500 | Heating Oil No.2
COVENTRY | MOORE'S MOTOR SERVICE | 487 WASHINGTON ST | UST-18590 | Commercials | 2 | 1984-10-09 | Permanently Closed | 1000 | Heating Oil No.2
COVENTRY | MORGAN & SONS, INC. | 145 FAIRVIEW AVE | UST-19206 | Commercials | 1 | 1984-10-09 | Permanently Closed | 1000 | Heating Oil No.2
COVENTRY | MURPHY'S MOBIL | 2291 FLAT RIVER RD | UST-2722 | Gasoline Station | 1 | 1970-03-01 | Permanently Closed | 6280 | Gasoline
COVENTRY | MURPHY'S MOBIL | 2291 FLAT RIVER RD | UST-2722 | Gasoline Station | 2 | 1970-03-01 | Permanently Closed | 6280 | Gasoline
COVENTRY | MURPHY'S MOBIL | 2291 FLAT RIVER RD | UST-2722 | Gasoline Station | 3 | 1970-03-01 | Permanently Closed | 6280 | Gasoline
COVENTRY | MURPHY'S MOBIL | 2291 FLAT RIVER RD | UST-2722 | Gasoline Station | 4 | 1972-03-01 | Permanently Closed | 1000 | Heating Oil No.2
COVENTRY | MURPHY'S MOBIL | 2291 FLAT RIVER RD | UST-2722 | Gasoline Station | 5 | 1987-03-01 | Permanently Closed | 1500 | Heating Oil No.2
COVENTRY | MURPHY'S MOBIL | 2291 FLAT RIVER RD | UST-2722 | Gasoline Station | 6 | 1998-09-22 | Permanently Closed | 12000 | Gasoline | Double Walled
COVENTRY | MURPHY'S MOBIL | 2291 FLAT RIVER RD | UST-2722 | Gasoline Station | 7 | 1998-09-22 | Permanently Closed | 6000 | Diesel | Double Walled
COVENTRY | MURPHY'S MOBIL | 2291 FLAT RIVER RD | UST-2722 | Gasoline Station | 8 | 1999-07-22 | Permanently Closed | 4000 | Gasoline | Double Walled
COVENTRY | MURPHY'S MOBIL | 2291 FLAT RIVER RD | UST-2722 | Gasoline Station | 9 | 2012-11-27 | In Use | 6000 | Diesel | Double Walled
COVENTRY | MURPHY'S MOBIL | 2291 FLAT RIVER RD | UST-2722 | Gasoline Station | 10 | 2012-11-27 | In Use | 4000 | Gasoline | Double Walled
COVENTRY | MURPHY'S MOBIL | 2291 FLAT RIVER RD | UST-2722 | Gasoline Station | 11 | 2012-11-27 | In Use | 12000 | Gasoline | Double Walled
COVENTRY | NATCO PRODUCTS | 1650 FLAT RIVER RD | UST-15574 | Commercials | 1 | 1984-10-09 | Permanently Closed | 20000 | Heating Oil No.6
COVENTRY | NATCO PRODUCTS | 1650 FLAT RIVER RD | UST-15574 | Commercials | 2 | 1984-10-09 | Permanently Closed | 20000 | Heating Oil No.6
COVENTRY | NATCO PRODUCTS | 1650 FLAT RIVER RD | UST-15574 | Commercials | 3 | 1984-10-09 | Permanently Closed | 1500 | Unknown
COVENTRY | NEW ENGLAND TELEPHONE COMPANY | 161 FLAT RIVER RD | UST-1191 | Commercials | 1 | 1984-10-09 | Permanently Closed | 550 | Heating Oil No.2
COVENTRY | NEW ENGLAND TELEPHONE COMPANY | 161 FLAT RIVER RD | UST-1191 | Commercials | 2 | 1992-11-01 | Permanently Closed | 1000 | Diesel | Double Walled
COVENTRY | NEW ENGLAND TELEPHONE COMPANY | 161 FLAT RIVER RD | UST-1191 | Commercials | 3 | 1984-10-09 | Permanently Closed | 1000 | Diesel
COVENTRY | NIKE MISSILE SITE PR-69 | PROVIDENT PL | UST-16486 | Federal Government | 1 | 1984-10-09 | Permanently Closed | 4000 | Heating Oil No.2
COVENTRY | NIKE MISSILE SITE PR-69 | PROVIDENT PL | UST-16486 | Federal Government | 2 | 1984-10-09 | Permanently Closed | 2000 | Heating Oil No.2
COVENTRY | NORMAN CHAPDELAINE EXCAVATING | 700 KNOTTY OAK RD | UST-1722 | Industrial | 1 | 1976-07-01 | Permanently Closed | 2000 | Diesel
COVENTRY | OAK HAVEN SCHOOL | PETTINE ST | UST-1564 | Education - Town | 1 | 1962-02-01 | Permanently Closed | 3500 | Heating Oil No.2
COVENTRY | OUR LADY OF CZENSTOCHOWA | 445 WASHINGTON ST | UST-18371 | Other | 1 | 1984-10-09 | Permanently Closed | 2000 | Heating Oil No.2
COVENTRY | OUR LADY OF CZENSTOCHOWA | 445 WASHINGTON ST | UST-18371 | Other | 2 | 1984-10-09 | Permanently Closed | 1000 | Heating Oil No.2
COVENTRY | OUR LADY OF CZENSTOCHOWA | 445 WASHINGTON ST | UST-18371 | Other | 3 | 1984-10-09 | Permanently Closed | 1000 | Heating Oil No.2
COVENTRY | OUR LADY OF CZENSTOCHOWA SCHOOL | 222 MCARTHUR BLVD | UST-18496 | Education Private | 1 | 1984-10-09 | Permanently Closed | 5000 | Heating Oil No.2
COVENTRY | PARENTE'S OIL SERVICE, INC. | 768 WASHINGTON ST | UST-729 | Commercials | 1 | 1983-10-01 | Permanently Closed | 20000 | Heating Oil No.2
COVENTRY | PARENTE'S OIL SERVICE, INC. | 768 WASHINGTON ST | UST-729 | Commercials | 2 | 1956-10-01 | Permanently Closed | 20000 | Heating Oil No.2
COVENTRY | PARENTE'S OIL SERVICE, INC. | 768 WASHINGTON ST | UST-729 | Commercials | 3 | 1956-10-01 | Permanently Closed | 10000 | Heating Oil No.2
COVENTRY | PARENTE'S OIL SERVICE, INC. | 768 WASHINGTON ST | UST-729 | Commercials | 4 | 1956-10-01 | Permanently Closed | 10000 | Kerosene
COVENTRY | PARENTE'S OIL SERVICE, INC. | 768 WASHINGTON ST | UST-729 | Commercials | 5 | 1976-10-01 | Permanently Closed | 1000 | Waste Oil
COVENTRY | PAWTUXET REALTY, INC. | 635 WASHINGTON ST | UST-18920 | Commercials | 1 | 1968-06-06 | Permanently Closed | 2000 | Heating Oil No.2
COVENTRY | PILGRIM PARK | 135 PILGRIM AVE | UST-3868 | Commercials | 1 | 1984-10-09 | Permanently Closed | 1000 | Heating Oil No.2
COVENTRY | PILGRIM PARK | 135 PILGRIM AVE | UST-3868 | Commercials | 2 | 1984-10-09 | Permanently Closed | 1000 | Heating Oil No.2
COVENTRY | PILGRIM PARK | 135 PILGRIM AVE | UST-3868 | Commercials | 3 | 1984-10-09 | Permanently Closed | 1000 | Heating Oil No.2
COVENTRY | POLISH NATIONAL ALLIANCE, LODGE 1001 | 15 MEETING ST | UST-18808 | Other | 1 | 1984-10-09 | Permanently Closed | 1000 | Unknown
COVENTRY | PORTER MACHINE | 2234 FLAT RIVER RD | UST-2465 | Industrial | 1 | 1960-10-01 | Permanently Closed | 500 | Heating Oil No.2
COVENTRY | R & J GULF | 507 WASHINGTON ST | UST-15184 | Gasoline Station | 1 | 1986-05-01 | Permanently Closed | 4000 | Gasoline
COVENTRY | R & J GULF | 507 WASHINGTON ST | UST-15184 | Gasoline Station | 2 | 1966-05-01 | Permanently Closed | 3000 | Gasoline
COVENTRY | R & J GULF | 507 WASHINGTON ST | UST-15184 | Gasoline Station | 3 | 1966-05-01 | Permanently Closed | 3000 | Gasoline
COVENTRY | R & J GULF | 507 WASHINGTON ST | UST-15184 | Gasoline Station | 4 | 1966-05-01 | Permanently Closed | 3000 | Gasoline
COVENTRY | R & J GULF | 507 WASHINGTON ST | UST-15184 | Gasoline Station | 5 | 1966-05-01 | Permanently Closed | 550 | Kerosene
COVENTRY | RAMBLEWOODS ESTATES | 1072 TIOGUE AVE | UST-18942 | Multiple Residence | 1 | 1984-10-09 | Permanently Closed | 1500 | Heating Oil No.2
COVENTRY | RESIDENCE AT 83 WOOD COVE ROAD | 83 WOOD COVE DR | UST-4932 | Private Residence | 1 | null | Permanently Closed | 2000 | Heating Oil No.2
COVENTRY | RHODE ISLAND AIR NATIONAL GUARD | 570 READ SCHOOLHOUSE RD | UST-1751 | State Government | 1 | 1981-11-01 | Permanently Closed | 5000 | Gasoline
COVENTRY | RHODE ISLAND AIR NATIONAL GUARD | 570 READ SCHOOLHOUSE RD | UST-1751 | State Government | 2 | 1981-11-01 | Permanently Closed | 5000 | Diesel
COVENTRY | RHODE ISLAND AIR NATIONAL GUARD | 570 READ SCHOOLHOUSE RD | UST-1751 | State Government | 3 | 1981-11-01 | Permanently Closed | 10000 | Diesel
COVENTRY | RHODE ISLAND AIR NATIONAL GUARD | 570 READ SCHOOLHOUSE RD | UST-1751 | State Government | 4 | 1981-11-01 | Permanently Closed | 2000 | Waste Oil
COVENTRY | RHODE ISLAND AIR NATIONAL GUARD | 570 READ SCHOOLHOUSE RD | UST-1751 | State Government | 5 | 1981-11-01 | Permanently Closed | 500 | Waste Oil
COVENTRY | RHODE ISLAND AIR NATIONAL GUARD | 570 READ SCHOOLHOUSE RD | UST-1751 | State Government | 6 | 1990-07-01 | Permanently Closed | 4000 | Heating Oil No.2
COVENTRY | RHODE ISLAND AIR NATIONAL GUARD | 570 READ SCHOOLHOUSE RD | UST-1751 | State Government | 7 | 1983-07-01 | Permanently Closed | 4000 | Heating Oil No.2
COVENTRY | RHODE ISLAND AIR NATIONAL GUARD | 570 READ SCHOOLHOUSE RD | UST-1751 | State Government | 8 | 1983-07-01 | Permanently Closed | 3000 | Heating Oil No.2
COVENTRY | RHODE ISLAND AIR NATIONAL GUARD | 570 READ SCHOOLHOUSE RD | UST-1751 | State Government | 9 | 1986-07-01 | Permanently Closed | 4000 | Heating Oil No.2
COVENTRY | RHODE ISLAND AIR NATIONAL GUARD | 570 READ SCHOOLHOUSE RD | UST-1751 | State Government | 10 | 1986-07-01 | Permanently Closed | 4000 | Heating Oil No.2
COVENTRY | RHODE ISLAND AIR NATIONAL GUARD | 570 READ SCHOOLHOUSE RD | UST-1751 | State Government | 11 | 1981-07-01 | Permanently Closed | 4000 | Heating Oil No.2
COVENTRY | RHODE ISLAND AIR NATIONAL GUARD | 570 READ SCHOOLHOUSE RD | UST-1751 | State Government | 12 | 1986-07-01 | Permanently Closed | 2000 | Heating Oil No.2
COVENTRY | RHODE ISLAND AIR NATIONAL GUARD | 570 READ SCHOOLHOUSE RD | UST-1751 | State Government | 13 | 1986-07-01 | Permanently Closed | 4000 | Heating Oil No.2
COVENTRY | RHODE ISLAND AIR NATIONAL GUARD | 570 READ SCHOOLHOUSE RD | UST-1751 | State Government | 14 | 1978-07-01 | Permanently Closed | 5000 | Heating Oil No.2
COVENTRY | RHODE ISLAND AIR NATIONAL GUARD | 570 READ SCHOOLHOUSE RD | UST-1751 | State Government | 15 | 1990-07-01 | Permanently Closed | 1000 | Heating Oil No.2
COVENTRY | RHODE ISLAND AIR NATIONAL GUARD | 570 READ SCHOOLHOUSE RD | UST-1751 | State Government | 16 | 1984-10-09 | Permanently Closed | 6000 | Kerosene
COVENTRY | RHODE ISLAND AIR NATIONAL GUARD | 570 READ SCHOOLHOUSE RD | UST-1751 | State Government | 17 | 1984-10-09 | Permanently Closed | 1500 | Heating Oil No.2
COVENTRY | RHODES TECHNOLOGIES | 6 SOUTH ST | UST-4473 | Industrial | 1 | 1984-10-09 | Permanently Closed | 10000 | Heating Oil No.2
COVENTRY | RHODES TECHNOLOGIES | 6 SOUTH ST | UST-4473 | Industrial | 2 | 1984-10-09 | Permanently Closed | 10000 | Heating Oil No.2
COVENTRY | RICHARD & MARIE NASSANEY | 67 ISLAND DR | UST-16696 | Private Residence | 1 | 1984-10-09 | Permanently Closed | 2000 | Heating Oil No.2
COVENTRY | ROLAND LEVOIE | 2266 PLAINFIELD PIKE | UST-15856 | Commercials | 1 | 1984-10-09 | Permanently Closed | 500 | Kerosene
COVENTRY | ROLAND LEVOIE | 2266 PLAINFIELD PIKE | UST-15856 | Commercials | 2 | 1984-10-09 | Permanently Closed | 500 | Heating Oil No.2
COVENTRY | ROLAND LEVOIE | 2266 PLAINFIELD PIKE | UST-15856 | Commercials | 3 | 1984-10-09 | Permanently Closed | 2000 | Gasoline
COVENTRY | ROLAND LEVOIE | 2266 PLAINFIELD PIKE | UST-15856 | Commercials | 4 | 1984-10-09 | Permanently Closed | 2000 | Gasoline
COVENTRY | ROLAND LEVOIE | 2266 PLAINFIELD PIKE | UST-15856 | Commercials | 5 | 1984-10-09 | Permanently Closed | 3000 | Gasoline
COVENTRY | ROLAND LEVOIE | 2266 PLAINFIELD PIKE | UST-15856 | Commercials | 6 | 1984-10-09 | Permanently Closed | 3000 | Gasoline
COVENTRY | ROLAND PLANTE | 84 WOODCOVE CT | UST-18207 | Private Residence | 1 | 1984-10-09 | Permanently Closed | 2000 | Heating Oil No.2
COVENTRY | ROSARE LAVIGNE | 86 WOODCOVE CT | UST-18208 | Private Residence | 1 | 1984-10-09 | Permanently Closed | 2000 | Heating Oil No.2
COVENTRY | SAM'S AUTO SERVICE | 866 TIOGUE AVE | UST-786 | Gasoline Station | 1 | 1960-04-01 | Permanently Closed | 4000 | Gasoline
COVENTRY | SAM'S AUTO SERVICE | 866 TIOGUE AVE | UST-786 | Gasoline Station | 2 | 1989-06-01 | Permanently Closed | 12000 | Gasoline | Double Walled
COVENTRY | SAM'S AUTO SERVICE | 866 TIOGUE AVE | UST-786 | Gasoline Station | 3 | 1960-04-01 | Permanently Closed | 4000 | Gasoline
COVENTRY | SAM'S AUTO SERVICE | 866 TIOGUE AVE | UST-786 | Gasoline Station | 4 | 1989-06-01 | Permanently Closed | 12000 | Gasoline | Double Walled
COVENTRY | SAM'S AUTO SERVICE | 866 TIOGUE AVE | UST-786 | Gasoline Station | 5 | 1960-04-01 | Permanently Closed | 4000 | Gasoline
COVENTRY | SAM'S AUTO SERVICE | 866 TIOGUE AVE | UST-786 | Gasoline Station | 6 | 1989-06-01 | Permanently Closed | 12000 | Gasoline | Double Walled
COVENTRY | SAM'S AUTO SERVICE | 866 TIOGUE AVE | UST-786 | Gasoline Station | 7 | 1970-04-01 | Permanently Closed | 8000 | Gasoline
COVENTRY | SAM'S AUTO SERVICE | 866 TIOGUE AVE | UST-786 | Gasoline Station | 8 | 1960-04-01 | Permanently Closed | 550 | Waste Oil
COVENTRY | SAM'S AUTO SERVICE | 866 TIOGUE AVE | UST-786 | Gasoline Station | 9 | 1989-07-01 | Permanently Closed | 1000 | Waste Oil | Double Walled
COVENTRY | SAM'S AUTO SERVICE | 866 TIOGUE AVE | UST-786 | Gasoline Station | 10 | 1960-04-01 | Permanently Closed | 550 | Heating Oil No.2
COVENTRY | SAM'S AUTO SERVICE | 866 TIOGUE AVE | UST-786 | Gasoline Station | 11 | 1989-06-01 | Permanently Closed | 1000 | Heating Oil No.2 | Double Walled
COVENTRY | SAM'S AUTO SERVICE | 866 TIOGUE AVE | UST-786 | Gasoline Station | 15 | 1984-10-09 | Permanently Closed | 500 | Heating Oil No.2
COVENTRY | SANDBERG MACHINE & ENGINEERING | 225 HOPKINS HILL RD | UST-1252 | Commercials | 1 | 1979-05-01 | Permanently Closed | 500 | Gasoline
COVENTRY | SCOTT LUMBER (FORMER) | 2000 NOOSENECK HILL RD | UST-17347 | Commercials | 1 | 1984-10-09 | Permanently Closed | 1000 | Heating Oil No.2
COVENTRY | SHEA RESIDENCE | 220 WEAVER HILL RD | UST-19180 | Private Residence | 1 | 1984-10-09 | Permanently Closed | 2000 | Heating Oil No.2
COVENTRY | SHEA RESIDENCE | 26 HAZARD ST | UST-4186 | Private Residence | 1 | 1984-10-09 | Permanently Closed | 1500 | Heating Oil No.2
COVENTRY | SHELL | 642 WASHINGTON ST | UST-787 | Gasoline Station | 1 | 1980-04-01 | Permanently Closed | 10000 | Gasoline | Single Walled
COVENTRY | SHELL | 642 WASHINGTON ST | UST-787 | Gasoline Station | 2 | 1980-04-01 | Permanently Closed | 10000 | Gasoline | Single Walled
COVENTRY | SHELL | 642 WASHINGTON ST | UST-787 | Gasoline Station | 3 | 1980-04-01 | Permanently Closed | 10000 | Gasoline | Single Walled
COVENTRY | SHELL | 642 WASHINGTON ST | UST-787 | Gasoline Station | 4 | 1986-12-01 | Permanently Closed | 550 | Waste Oil
COVENTRY | SHELL | 642 WASHINGTON ST | UST-787 | Gasoline Station | 5 | 1984-10-09 | Permanently Closed | 550 | Waste Oil
COVENTRY | SHELL | 642 WASHINGTON ST | UST-787 | Gasoline Station | 6 | 1986-12-01 | Permanently Closed | 550 | Heating Oil No.2
COVENTRY | SHELL | 642 WASHINGTON ST | UST-787 | Gasoline Station | 7 | 1984-10-09 | Permanently Closed | 550 | Heating Oil No.2
COVENTRY | SHELL | 642 WASHINGTON ST | UST-787 | Gasoline Station | 8 | 2012-09-26 | In Use | 15000 | Gasoline |  | 2012-09-26
COVENTRY | SHELL | 642 WASHINGTON ST | UST-787 | Gasoline Station | 9 | 2012-09-26 | In Use | 10000 | Gasoline |  | 2012-09-26
COVENTRY | SHELL | 642 WASHINGTON ST | UST-787 | Gasoline Station | 10 | 2012-09-26 | In Use | 5000 | Diesel |  | 2012-09-26
COVENTRY | SHELL OIL COMPANY | 176 MAIN ST | UST-908 | Gasoline Station | 1 | 1984-04-01 | Permanently Closed | 12000 | Gasoline
COVENTRY | SHELL OIL COMPANY | 176 MAIN ST | UST-908 | Gasoline Station | 2 | 1984-04-01 | Permanently Closed | 12000 | Gasoline
COVENTRY | SHELL OIL COMPANY | 176 MAIN ST | UST-908 | Gasoline Station | 3 | 1984-04-01 | Permanently Closed | 8000 | Gasoline
COVENTRY | SHELL OIL COMPANY | 176 MAIN ST | UST-908 | Gasoline Station | 4 | 1973-04-01 | Permanently Closed | 550 | Heating Oil No.2
COVENTRY | SHELL OIL COMPANY | 176 MAIN ST | UST-908 | Gasoline Station | 5 | 1973-04-01 | Permanently Closed | 550 | Waste Oil
COVENTRY | SPEEDWAY #2825 | 764 TIOGUE AVE | UST-304 | Gasoline Station | 1 | 1980-09-01 | Permanently Closed | 10000 | Gasoline | Single Walled
COVENTRY | SPEEDWAY #2825 | 764 TIOGUE AVE | UST-304 | Gasoline Station | 2 | 1980-09-01 | Permanently Closed | 10000 | Gasoline | Single Walled
COVENTRY | SPEEDWAY #2825 | 764 TIOGUE AVE | UST-304 | Gasoline Station | 3 | 1980-09-01 | Permanently Closed | 10000 | Gasoline | Single Walled
COVENTRY | SPEEDWAY #2825 | 764 TIOGUE AVE | UST-304 | Gasoline Station | 4 | 2012-06-20 | In Use | 20000 | Gasoline | Double Walled | 2012-02-29
COVENTRY | SPEEDWAY #2825 | 764 TIOGUE AVE | UST-304 | Gasoline Station | 5 | 2012-06-20 | In Use | 8000 | Gasoline | Double Walled | 2012-02-29
COVENTRY | SPEEDWAY #2825 | 764 TIOGUE AVE | UST-304 | Gasoline Station | 6 | 2012-06-20 | In Use | 12000 | Diesel | Double Walled | 2012-02-29
COVENTRY | SS. JOHN & PAUL CHURCH | 341 SOUTH MAIN ST | UST-2055 | Other | 1 | 1955-06-01 | Permanently Closed | 1000 | Heating Oil No.2
COVENTRY | SS. JOHN & PAUL CHURCH | 341 SOUTH MAIN ST | UST-2055 | Other | 2 | 1966-06-01 | Permanently Closed | 5000 | Heating Oil No.4
COVENTRY | SS. JOHN & PAUL CHURCH | 341 SOUTH MAIN ST | UST-2055 | Other | 3 | 1966-06-01 | Permanently Closed | 1000 | Heating Oil No.2
COVENTRY | ST. MATTHIAS CHURCH | 1395 NOOSENECK HILL RD | UST-18661 | Other | 1 | 1984-10-09 | Permanently Closed | 1000 | Heating Oil No.2
COVENTRY | ST. VINCENT DE PAUL SCHOOL | 2 ST. VINCENT DE PAUL ST | UST-3517 | Education Private | 1 | 1963-09-01 | Permanently Closed | 5000 | Heating Oil No.4
COVENTRY | ST. VINCENT DE PAUL SCHOOL | 2 ST. VINCENT DE PAUL ST | UST-3517 | Education Private | 2 | 1984-10-09 | Permanently Closed | 500 | Heating Oil No.2
COVENTRY | ST. VINCENT DEPAUL CHURCH | 6 ANTHONY ST | UST-15778 | Other | 1 | 1984-10-09 | Permanently Closed | 1000 | Heating Oil No.2
COVENTRY | ST. VINCENT DEPAUL CHURCH | 6 ANTHONY ST | UST-15778 | Other | 2 | 1984-10-09 | Permanently Closed | 1000 | Heating Oil No.2
COVENTRY | STOP AND SHOP NO. 720 | 900 TIOGUE AVE | UST-16359 | Gasoline Station | 1 | 1984-10-09 | Permanently Closed | 275 | Heating Oil No.2
COVENTRY | STOP AND SHOP NO. 720 | 900 TIOGUE AVE | UST-16359 | Gasoline Station | 2 | 1984-10-09 | Permanently Closed | 1000 | Heating Oil No.2
COVENTRY | STOP AND SHOP NO. 720 | 900 TIOGUE AVE | UST-16359 | Gasoline Station | 3 | 2010-12-09 | In Use | 20000 | Gasoline | Double Walled | 2010-12-09
COVENTRY | STOP AND SHOP NO. 720 | 900 TIOGUE AVE | UST-16359 | Gasoline Station | 4 | 2010-12-09 | In Use | 10000 | Gasoline | Double Walled | 2010-12-09
COVENTRY | STOP AND SHOP NO. 720 | 900 TIOGUE AVE | UST-16359 | Gasoline Station | 5 | 2010-12-09 | In Use | 10000 | Gasoline | Double Walled | 2010-12-09
COVENTRY | SUBURBAN PROPANE | P.O. BOX #8 | UST-15105 | Commercials | 1 | 1984-10-09 | Permanently Closed | 4000 | Gasoline
COVENTRY | SUMMER VILLA, INC. | 51 LAUREL AVE | UST-3826 | Commercials | 1 | 1982-03-01 | Permanently Closed | 2000 | Heating Oil No.2
COVENTRY | THE GENTLEMEN FARMER RESTAURANT | 2405 NOOSENECK HILL RD | UST-19221 | Commercials | 1 | 1984-10-09 | Permanently Closed | 3000 | Gasoline
COVENTRY | THE GENTLEMEN FARMER RESTAURANT | 2405 NOOSENECK HILL RD | UST-19221 | Commercials | 2 | 1984-10-09 | Permanently Closed | 3000 | Gasoline
COVENTRY | THOMAS ENGINEERING | 9 MORIN AVE | UST-18396 | Commercials | 1 | 1984-10-09 | Permanently Closed | 1000 | Heating Oil No.2
COVENTRY | TIOGUE AVENUE MART #119837 | 710 TIOGUE AVE | UST-1071 | Gasoline Station | 1 | 1966-04-01 | Permanently Closed | 4000 | Gasoline
COVENTRY | TIOGUE AVENUE MART #119837 | 710 TIOGUE AVE | UST-1071 | Gasoline Station | 2 | 1992-11-01 | Permanently Closed | 12000 | Gasoline | Single Walled
COVENTRY | TIOGUE AVENUE MART #119837 | 710 TIOGUE AVE | UST-1071 | Gasoline Station | 3 | 1966-04-01 | Permanently Closed | 4000 | Gasoline
COVENTRY | TIOGUE AVENUE MART #119837 | 710 TIOGUE AVE | UST-1071 | Gasoline Station | 4 | 1992-11-01 | Permanently Closed | 8000 | Gasoline | Single Walled
COVENTRY | TIOGUE AVENUE MART #119837 | 710 TIOGUE AVE | UST-1071 | Gasoline Station | 5 | 1966-04-01 | Permanently Closed | 4000 | Gasoline
COVENTRY | TIOGUE AVENUE MART #119837 | 710 TIOGUE AVE | UST-1071 | Gasoline Station | 6 | 1966-04-01 | Permanently Closed | 4000 | Gasoline
COVENTRY | TIOGUE AVENUE MART #119837 | 710 TIOGUE AVE | UST-1071 | Gasoline Station | 7 | 1966-04-01 | Permanently Closed | 4000 | Gasoline
COVENTRY | TIOGUE AVENUE MART #119837 | 710 TIOGUE AVE | UST-1071 | Gasoline Station | 8 | 1966-04-01 | Permanently Closed | 4000 | Gasoline
COVENTRY | TIOGUE AVENUE MART #119837 | 710 TIOGUE AVE | UST-1071 | Gasoline Station | 9 | 1966-04-01 | Permanently Closed | 550 | Waste Oil
COVENTRY | TIOGUE AVENUE MART #119837 | 710 TIOGUE AVE | UST-1071 | Gasoline Station | 10 | 1986-07-01 | Permanently Closed | 1000 | Waste Oil | Single Walled
COVENTRY | TIOGUE AVENUE MART #119837 | 710 TIOGUE AVE | UST-1071 | Gasoline Station | 11 | 1966-04-01 | Permanently Closed | 550 | Heating Oil No.2
COVENTRY | TIOGUE AVENUE MART #119837 | 710 TIOGUE AVE | UST-1071 | Gasoline Station | 12 | 1992-11-01 | Permanently Closed | 1000 | Heating Oil No.2 | Double Walled
COVENTRY | TIOGUE FIRE DEPARTMENT | 240 ARNOLD RD | UST-2760 | City/Town Government | 1 | 1970-06-01 | Permanently Closed | 1000 | Heating Oil No.2
COVENTRY | TIOGUE FOOD AND SNACK, LLC | 851 TIOGUE AVE | UST-615 | Gasoline Station | 1 | 1980-04-01 | Permanently Closed | 10000 | Gasoline
COVENTRY | TIOGUE FOOD AND SNACK, LLC | 851 TIOGUE AVE | UST-615 | Gasoline Station | 2 | 1980-04-01 | Permanently Closed | 10000 | Gasoline
COVENTRY | TIOGUE FOOD AND SNACK, LLC | 851 TIOGUE AVE | UST-615 | Gasoline Station | 3 | 1980-04-01 | Permanently Closed | 10000 | Gasoline
COVENTRY | TIOGUE FOOD AND SNACK, LLC | 851 TIOGUE AVE | UST-615 | Gasoline Station | 4 | 1984-10-09 | Permanently Closed | 500 | Waste Oil
COVENTRY | TIOGUE FOOD AND SNACK, LLC | 851 TIOGUE AVE | UST-615 | Gasoline Station | 5 | 1998-02-04 | In Use | 10000 | Gasoline | Double Walled | 2019-03-28
COVENTRY | TIOGUE FOOD AND SNACK, LLC | 851 TIOGUE AVE | UST-615 | Gasoline Station | 6 | 1998-02-04 | In Use | 10000 | Gasoline | Double Walled | 2019-03-28
COVENTRY | TIOGUE FOOD AND SNACK, LLC | 851 TIOGUE AVE | UST-615 | Gasoline Station | 7 | 1998-02-04 | In Use | 5000 | Diesel | Double Walled | 2019-03-28
COVENTRY | TIOGUE FOOD AND SNACK, LLC | 851 TIOGUE AVE | UST-615 | Gasoline Station | 8 | 1998-02-04 | In Use | 3000 | Kerosene | Double Walled | 2019-03-28
COVENTRY | TIOGUE GAS | 585 TIOGUE AVE | UST-75 | Gasoline Station | 1 | 1965-05-01 | Permanently Closed | 6000 | Gasoline
COVENTRY | TIOGUE GAS | 585 TIOGUE AVE | UST-75 | Gasoline Station | 2 | 1987-06-11 | Permanently Closed | 8000 | Gasoline | Single Walled
COVENTRY | TIOGUE GAS | 585 TIOGUE AVE | UST-75 | Gasoline Station | 3 | 1965-05-01 | Permanently Closed | 6000 | Gasoline
COVENTRY | TIOGUE GAS | 585 TIOGUE AVE | UST-75 | Gasoline Station | 4 | 1987-06-10 | Permanently Closed | 8000 | Gasoline | Single Walled
COVENTRY | TIOGUE GAS | 585 TIOGUE AVE | UST-75 | Gasoline Station | 5 | 1965-05-01 | Permanently Closed | 6000 | Gasoline
COVENTRY | TIOGUE GAS | 585 TIOGUE AVE | UST-75 | Gasoline Station | 6 | 1987-06-12 | Permanently Closed | 8000 | Gasoline | Single Walled
COVENTRY | TIOGUE GAS | 585 TIOGUE AVE | UST-75 | Gasoline Station | 7 | 1974-05-01 | Permanently Closed | 6000 | Gasoline
COVENTRY | TIOGUE GAS | 585 TIOGUE AVE | UST-75 | Gasoline Station | 8 | 1965-05-01 | Permanently Closed | 550 | Waste Oil
COVENTRY | TIOGUE GAS | 585 TIOGUE AVE | UST-75 | Gasoline Station | 9 | 1987-05-01 | Permanently Closed | 1000 | Waste Oil
COVENTRY | TIOGUE GAS | 585 TIOGUE AVE | UST-75 | Gasoline Station | 10 | 1965-05-01 | Permanently Closed | 550 | Heating Oil No.2
COVENTRY | TIOGUE GAS | 585 TIOGUE AVE | UST-75 | Gasoline Station | 11 | 1987-05-01 | Permanently Closed | 1000 | Heating Oil No.2
COVENTRY | TIOGUE GAS | 585 TIOGUE AVE | UST-75 | Gasoline Station | 12 | 2021-11-24 | In Use | 16000 | Gasoline | Double Walled | 2021-12-13
COVENTRY | TIOGUE GAS | 585 TIOGUE AVE | UST-75 | Gasoline Station | 13 | 2021-11-24 | In Use | 4000 | Gasoline | Double Walled | 2021-12-13
COVENTRY | TIOGUE GAS | 585 TIOGUE AVE | UST-75 | Gasoline Station | 14 | 2021-11-24 | In Use | 4000 | Diesel | Double Walled | 2021-12-13
COVENTRY | TOWN OF COVENTRY PUBLIC WORKS FACILITY | 1668 FLAT RIVER RD | UST-1396 | City/Town Government | 1 | 1977-07-01 | Permanently Closed | 10000 | Diesel
COVENTRY | TOWN OF COVENTRY PUBLIC WORKS FACILITY | 1668 FLAT RIVER RD | UST-1396 | City/Town Government | 2 | 1977-07-01 | Permanently Closed | 2000 | Gasoline
COVENTRY | TOWN OF COVENTRY PUBLIC WORKS FACILITY | 1668 FLAT RIVER RD | UST-1396 | City/Town Government | 3 | 1984-10-09 | Permanently Closed | 500 | Heating Oil No.2
COVENTRY | TOWN OF COVENTRY PUBLIC WORKS FACILITY | 1668 FLAT RIVER RD | UST-1396 | City/Town Government | 4 | 1995-05-31 | In Use | 8000 | Diesel | Double Walled | 2016-11-16
COVENTRY | TOWN OF COVENTRY PUBLIC WORKS FACILITY | 1668 FLAT RIVER RD | UST-1396 | City/Town Government | 5 | 1995-05-31 | In Use | 4000 | Gasoline | Double Walled | 2016-11-16
COVENTRY | TRAILSIDE MARINA, INC. | 19 INDIAN TRL | UST-1861 | Commercials | 1 | 1982-08-01 | Permanently Closed | 2000 | Gasoline | Double Walled
COVENTRY | TRAILSIDE MARINA, INC. | 19 INDIAN TRL | UST-1861 | Commercials | 2 | 1982-08-01 | Permanently Closed | 2000 | Gasoline | Double Walled
COVENTRY | TRAILSIDE MARINA, INC. | 19 INDIAN TRL | UST-1861 | Commercials | 3 | 1999-07-07 | In Use | 3000 | Gasoline | Double Walled
COVENTRY | U.S.P.S. | 175 MAIN ST | UST-2209 | Federal Government | 1 | 1965-09-01 | In Use | 1500 | Heating Oil No.2
COVENTRY | VALLEY CONCRETE CORPORATION | 100 NEW LONDON TPKE | UST-3389 | Commercials | 1 | 1967-11-01 | Permanently Closed | 10000 | Unknown
COVENTRY | VALLEY CONCRETE CORPORATION | 100 NEW LONDON TPKE | UST-3389 | Commercials | 2 | 1967-11-01 | Permanently Closed | 10000 | Diesel
COVENTRY | VALLEY CONCRETE CORPORATION | 100 NEW LONDON TPKE | UST-3389 | Commercials | 3 | 1967-11-01 | Permanently Closed | 5000 | Waste Oil
COVENTRY | VALLEY CONCRETE CORPORATION | 100 NEW LONDON TPKE | UST-3389 | Commercials | 4 | 1973-11-01 | Permanently Closed | 1500 | Heating Oil No.2
COVENTRY | VIRGINIA TRANSPORTATION CORP. | 1600 FLAT RIVER RD | UST-3780 | Industrial | 1 | 1973-06-01 | Permanently Closed | 1000 | Heating Oil No.2
COVENTRY | VIRGINIA TRANSPORTATION CORP. | 1600 FLAT RIVER RD | UST-3780 | Industrial | 2 | 1973-06-01 | Permanently Closed | 1000 | Heating Oil No.2
COVENTRY | WALGREEN'S PHARMACY | 875 TIOGUE AVE | UST-4248 | Commercials | 1 | 1984-10-09 | Permanently Closed | 500 | Heating Oil No.2
COVENTRY | WALTER E. REYNOLDS, INC. | 2 REYNOLDS CT. | UST-2682 | Industrial | 1 | 1981-04-01 | Permanently Closed | 3000 | Diesel
COVENTRY | WASHINGTON GOLF COURSE | 2 FAIRWAY DR | UST-1876 | Commercials | 1 | 1974-07-01 | Permanently Closed | 1000 | Gasoline
COVENTRY | WASHINGTON GOLF COURSE | 2 FAIRWAY DR | UST-1876 | Commercials | 2 | 1950-07-01 | Permanently Closed | 400 | Gasoline
COVENTRY | WASHINGTON OAK SCHOOL | FLAT RIVER RD | UST-1570 | Education - Town | 1 | 1983-02-01 | Permanently Closed | 12000 | Heating Oil No.2 | Double Walled
COVENTRY | WASHINGTON OAK SCHOOL | FLAT RIVER RD | UST-1570 | Education - Town | 2 | 1983-02-01 | Permanently Closed | 12000 | Heating Oil No.2 | Double Walled
COVENTRY | WEST BAY CAREER AND TECHNICAL CENTER | 9 FOSTER DR | UST-18658 | State Government | 1 | 1984-10-09 | Permanently Closed | 500 | Waste Oil
COVENTRY | WESTERN COVENTRY ELEMENTARY SCHOOL | 4588 FLAT RIVER RD | UST-16501 | Education - Town | 1 | 1984-10-09 | Permanently Closed | 1000 | Heating Oil No.2
COVENTRY | WESTERN COVENTRY FIRE DISTRICT | 466 FLAT RIVER RD | UST-2876 | City/Town Government | 1 | 1976-10-01 | Permanently Closed | 1000 | Gasoline
COVENTRY | WESTERN COVENTRY FIRE DISTRICT | 466 FLAT RIVER RD | UST-2876 | City/Town Government | 2 | 1984-10-09 | Permanently Closed | 1000 | Heating Oil No.2
COVENTRY | WESTERN COVENTRY FIRE DISTRICT | 466 FLAT RIVER RD | UST-2876 | City/Town Government | 3 | 1984-10-09 | Permanently Closed | 275 | Gasoline
COVENTRY | WESTERN COVENTRY FIRE DISTRICT | 2 HOPKINS HOLLOW RD | UST-18128 | City/Town Government | 1 | 1984-10-09 | Permanently Closed | 1000 | Heating Oil No.2
COVENTRY | WESTERN COVENTRY FIRE DISTRICT | 2 HOPKINS HOLLOW RD | UST-18128 | City/Town Government | 2 | 1984-10-09 | Permanently Closed | 200 | Unknown
COVENTRY | WESTERN COVENTRY SCHOOL | 4588 FLAT RIVER RD | UST-1565 | Education - Town | 1 | 1949-02-01 | In Use | 1000 | Heating Oil No.2
COVENTRY | WOODLAND MANOR II APARTMETNS | NOOSENECK HILL RD | UST-3388 | Commercials | 1 | 1982-11-01 | Permanently Closed | 1000 | Diesel
COVENTRY | WOODPECKER HILL | 2052 PLAINFIELD PIKE | UST-1826 | Commercials | 1 | 1976-10-01 | Permanently Closed | 500 | Gasoline
COVENTRY | WOODPECKER HILL | 2052 PLAINFIELD PIKE | UST-1826 | Commercials | 2 | 1972-08-01 | Permanently Closed | 1000 | Heating Oil No.2
CRANSTON | 1704 ASSOCIATES II LLC APARTMENT PROPERTY | 167 NORWOOD AVE | UST-4037 | Multiple Residence | 1 | 1984-10-09 | Permanently Closed | 1000 | Heating Oil No.2
CRANSTON | 1704 ASSOCIATES, INC. | 1704 BROAD ST | UST-2897 | Industrial | 1 | 1962-12-01 | Permanently Closed | 1000 | Heating Oil No.2
CRANSTON | 185 OAKLAND AVENUE RESIDENCE | 185 OAKLAND AVE | UST-5017 | Private Residence | 1 | null | Permanently Closed | 2000 | Heating Oil No.2
CRANSTON | 230 PHENIX AVENUE | 230 PHENIX AVENUE AVE | UST-4715 | Commercials | 1 | 1984-10-09 | Permanently Closed | 2000 | Heating Oil No.2 | Single Walled
CRANSTON | 34 AVERY ROAD INDUSTRIAL BLDG | 34 AVERY RD | UST-4750 | Industrial | 1 | 1984-10-09 | Permanently Closed | 1000 | Heating Oil No.2 | Single Walled
CRANSTON | 34 AVERY ROAD INDUSTRIAL BLDG | 34 AVERY RD | UST-4750 | Industrial | 2 | 1984-10-09 | Permanently Closed | 2500 | Unknown | Single Walled
CRANSTON | 7-ELEVEN #33080 | 535 RESERVOIR AVE | UST-18888 | Gasoline Station | 1 | 2001-09-28 | In Use | 15000 | Gasoline | Double Walled | 2021-12-15
CRANSTON | 7-ELEVEN #33080 | 535 RESERVOIR AVE | UST-18888 | Gasoline Station | 2 | 2001-09-28 | In Use | 10000 | Gasoline | Double Walled | 2021-12-15
CRANSTON | 7-ELEVEN #33614 | 1394 PLAINFIELD ST | UST-19181 | Gasoline Station | 1 | 2003-11-26 | In Use | 12000 | Gasoline | Double Walled | 2021-11-08
CRANSTON | 7-ELEVEN #33614 | 1394 PLAINFIELD ST | UST-19181 | Gasoline Station | 2 | 2003-11-26 | In Use | 6000 | Gasoline | Double Walled | 2021-11-08
CRANSTON | 7-ELEVEN #33614 | 1394 PLAINFIELD ST | UST-19181 | Gasoline Station | 3 | 2003-11-26 | In Use | 6000 | Diesel | Double Walled | 2021-11-08
CRANSTON | 747 PONTIAC AVENUE | 747 PONTIAC AVE | UST-18885 | Commercials | 1 | 1978-01-01 | Permanently Closed | 1000 | Heating Oil No.2 | Double Walled
CRANSTON | ABILENE CO., INC. | 1850 CRANSTON ST | UST-475 | Commercials | 1 | 1983-04-01 | Permanently Closed | 500 | Kerosene
CRANSTON | ABILENE CO., INC. | 1850 CRANSTON ST | UST-475 | Commercials | 2 | 1983-04-01 | Permanently Closed | 4000 | Diesel
CRANSTON | ABILENE CO., INC. | 1850 CRANSTON ST | UST-475 | Commercials | 3 | 1983-04-01 | Permanently Closed | 5000 | Gasoline
CRANSTON | ABILENE CO., INC. | 1850 CRANSTON ST | UST-475 | Commercials | 4 | 1983-04-01 | Permanently Closed | 8000 | Gasoline
CRANSTON | ABILENE CO., INC. | 1850 CRANSTON ST | UST-475 | Commercials | 5 | 1983-04-01 | Permanently Closed | 8000 | Gasoline
CRANSTON | ABILENE CO., INC. | 1850 CRANSTON ST | UST-475 | Commercials | 6 | 1960-04-01 | Permanently Closed | 10000 | Kerosene
CRANSTON | ABILENE CO., INC. | 1850 CRANSTON ST | UST-475 | Commercials | 7 | 1960-04-01 | Permanently Closed | 10000 | Heating Oil No.2
CRANSTON | ABILENE CO., INC. | 1850 CRANSTON ST | UST-475 | Commercials | 8 | 1960-04-01 | Permanently Closed | 25000 | Heating Oil No.2
CRANSTON | ABILENE CO., INC. | 1850 CRANSTON ST | UST-475 | Commercials | 9 | 1960-04-01 | Permanently Closed | 25000 | Heating Oil No.2
CRANSTON | ABILENE CO., INC. | 1850 CRANSTON ST | UST-475 | Commercials | 10 | 1984-10-09 | Permanently Closed | 275 | Waste Oil
CRANSTON | ACTION SIGNS | 6 PONTIAC AVE | UST-18755 | Commercials | 1 | 1984-10-09 | Permanently Closed | 1000 | Heating Oil No.2
CRANSTON | ADULT CORR./ INST., NEW INDUSTRIAL FAC. | PONTIAC AVE | UST-2661 | State Government | 1 | 1988-11-01 | In Use | 10000 | Heating Oil No.2
CRANSTON | ALBERT BACCARI (VACANT BLDG) | 880 PARK AVE | UST-17404 | Other | 1 | 1984-10-09 | Permanently Closed | 500 | Heating Oil No.2
CRANSTON | ALBERT BACCARI (VACANT BLDG) | 880 PARK AVE | UST-17404 | Other | 2 | 1984-10-09 | Permanently Closed | 500 | Waste Oil
CRANSTON | ALDRICH MFG. CO. (FORMERLY) | 330 STATION ST | UST-1240 | Commercials | 1 | 1967-05-01 | Permanently Closed | 4000 | Heating Oil No.2
CRANSTON | ALLARD STREET PUMPING STATION | 75 ALLARD ST | UST-1090 | City/Town Government | 1 | 1974-04-01 | Permanently Closed | 500 | Diesel
CRANSTON | ALLIANCE EXXON CRANSTON | 1200 PONTIAC AVE | UST-1264 | Gasoline Station | 1 | 1970-12-01 | Permanently Closed | 4000 | Gasoline
CRANSTON | ALLIANCE EXXON CRANSTON | 1200 PONTIAC AVE | UST-1264 | Gasoline Station | 2 | 1970-12-01 | Permanently Closed | 6000 | Gasoline
CRANSTON | ALLIANCE EXXON CRANSTON | 1200 PONTIAC AVE | UST-1264 | Gasoline Station | 3 | 1970-12-01 | Permanently Closed | 6000 | Gasoline
CRANSTON | ALLIANCE EXXON CRANSTON | 1200 PONTIAC AVE | UST-1264 | Gasoline Station | 4 | 1970-12-01 | Permanently Closed | 1000 | Waste Oil
CRANSTON | ALLIANCE EXXON CRANSTON | 1200 PONTIAC AVE | UST-1264 | Gasoline Station | 5 | 1970-12-01 | Permanently Closed | 500 | Heating Oil No.2
CRANSTON | ALLIANCE EXXON CRANSTON | 1200 PONTIAC AVE | UST-1264 | Gasoline Station | 6 | 1997-11-01 | Permanently Closed | 10000 | Gasoline | Double Walled
CRANSTON | ALLIANCE EXXON CRANSTON | 1200 PONTIAC AVE | UST-1264 | Gasoline Station | 7 | 1997-11-07 | Permanently Closed | 6000 | Gasoline | Double Walled
CRANSTON | ALPINE COUNTRY CLUB | 251 PIPPIN ORCHARD RD | UST-3339 | Commercials | 1 | 1984-10-09 | Permanently Closed | 1000 | Gasoline
CRANSTON | ALPINE COUNTRY CLUB | 251 PIPPIN ORCHARD RD | UST-3339 | Commercials | 2 | 1984-10-09 | Permanently Closed | 5000 | Heating Oil No.2
CRANSTON | ALPINE COUNTRY CLUB | 251 PIPPIN ORCHARD RD | UST-3339 | Commercials | 3 | 1962-06-01 | Permanently Closed | 550 | Gasoline
CRANSTON | ALPINE COUNTRY CLUB | 251 PIPPIN ORCHARD RD | UST-3339 | Commercials | 4 | 2011-09-16 | In Use | 3000 | Heating Oil No.2 | Double Walled
CRANSTON | AMERICAN PERFORMANCE PETROLEUM | 964 CRANSTON ST | UST-3127 | Gasoline Station | 1 | 1978-07-01 | Permanently Closed | 10000 | Gasoline | Single Walled | 1994-12-01
CRANSTON | AMERICAN PERFORMANCE PETROLEUM | 964 CRANSTON ST | UST-3127 | Gasoline Station | 2 | 1978-07-01 | Permanently Closed | 10000 | Gasoline | Single Walled | 1994-12-01
CRANSTON | AMERICAN PERFORMANCE PETROLEUM | 964 CRANSTON ST | UST-3127 | Gasoline Station | 3 | 1978-07-01 | Permanently Closed | 6000 | Gasoline | Single Walled | 1994-12-01
CRANSTON | AMERICAN PERFORMANCE PETROLEUM | 964 CRANSTON ST | UST-3127 | Gasoline Station | 4 | 1978-07-01 | Permanently Closed | 6000 | Diesel | Single Walled
CRANSTON | AMERICAN PERFORMANCE PETROLEUM | 964 CRANSTON ST | UST-3127 | Gasoline Station | 5 | 1978-07-01 | Permanently Closed | 4000 | Gasoline | Single Walled | 1994-12-01
CRANSTON | AMERICAN PERFORMANCE PETROLEUM | 964 CRANSTON ST | UST-3127 | Gasoline Station | 6 | 1980-07-01 | Permanently Closed | 4000 | Gasoline | Single Walled | 1994-12-01
CRANSTON | AMERICAN PERFORMANCE PETROLEUM | 964 CRANSTON ST | UST-3127 | Gasoline Station | 7 | 1980-07-01 | Permanently Closed | 1000 | Kerosene | Single Walled
CRANSTON | AMERICAN PERFORMANCE PETROLEUM | 964 CRANSTON ST | UST-3127 | Gasoline Station | 8 | 1980-07-01 | Permanently Closed | 550 | Kerosene
CRANSTON | AMERICAN PERFORMANCE PETROLEUM | 964 CRANSTON ST | UST-3127 | Gasoline Station | 9 | 1980-07-01 | In Use | 3000 | Heating Oil No.2 | Single Walled | 1994-12-01
CRANSTON | AMERICAN PERFORMANCE PETROLEUM | 964 CRANSTON ST | UST-3127 | Gasoline Station | 10 | 1984-10-09 | Permanently Closed | 500 | Waste Oil
CRANSTON | AMERICAN PERFORMANCE PETROLEUM | 964 CRANSTON ST | UST-3127 | Gasoline Station | 11 | 2017-06-05 | In Use | 10000 | Gasoline | Double Walled | 2017-06-14
CRANSTON | AMERICAN PERFORMANCE PETROLEUM | 964 CRANSTON ST | UST-3127 | Gasoline Station | 12 | 2017-06-05 | In Use | 10000 | Gasoline | Double Walled | 2017-06-14
CRANSTON | AMERICAN PERFORMANCE PETROLEUM | 964 CRANSTON ST | UST-3127 | Gasoline Station | 13 | 2017-06-05 | In Use | 5000 | Gasoline | Double Walled | 2017-06-14
CRANSTON | AMERICAN PERFORMANCE PETROLEUM | 964 CRANSTON ST | UST-3127 | Gasoline Station | 14 | 2017-06-05 | In Use | 3000 | Gasoline | Double Walled | 2017-06-14
CRANSTON | AMERICAN PERFORMANCE PETROLEUM | 964 CRANSTON ST | UST-3127 | Gasoline Station | 15 | 2017-06-05 | In Use | 7000 | Diesel | Double Walled | 2017-06-14
CRANSTON | AMERICAN PERFORMANCE PETROLEUM | 964 CRANSTON ST | UST-3127 | Gasoline Station | 16 | 2017-06-05 | In Use | 3000 | Kerosene | Double Walled | 2017-06-14
CRANSTON | AMERICAN WASTE PAPER | 8 WEBB ST | UST-16138 | Commercials | 1 | 1976-10-01 | Permanently Closed | 1500 | Gasoline
CRANSTON | AMERICAN WASTE PAPER | 8 WEBB ST | UST-16138 | Commercials | 2 | 1976-10-01 | Permanently Closed | 3000 | Gasoline
CRANSTON | AMERICAN WASTE PAPER | 8 WEBB ST | UST-16138 | Commercials | 3 | 1976-10-01 | Permanently Closed | 275 | Waste Oil
CRANSTON | AMSCO, LTD. | 35 FIFTH AVE | UST-15892 | Commercials | 1 | 1984-10-09 | Permanently Closed | 2000 | Gasoline
CRANSTON | ANNIE'S DRY CLEANING | 642 DYER AVE | UST-4174 | Commercials | 1 | 1984-10-09 | Permanently Closed | 4000 | Heating Oil No.2
CRANSTON | ANNIE'S DRY CLEANING | 642 DYER AVE | UST-4174 | Commercials | 2 | 1984-10-09 | Permanently Closed | 4000 | Heating Oil No.2
CRANSTON | AQUEDUCT PUMP STATION | 430 SCITUATE AVE | UST-1096 | City/Town Government | 1 | 1972-04-01 | Permanently Closed | 5000 | Diesel
CRANSTON | ARCADE SPRING COMPANY | 8 CUTTING ST | UST-15169 | Industrial | 1 | 1966-04-01 | Permanently Closed | 4000 | Heating Oil No.2
CRANSTON | ARCADE SPRING COMPANY | 8 CUTTING ST | UST-15169 | Industrial | 2 | 1966-04-01 | Permanently Closed | 4000 | Heating Oil No.2
CRANSTON | ARCADE SPRING COMPANY | 8 CUTTING ST | UST-15169 | Industrial | 3 | 1966-04-01 | Permanently Closed | 4000 | Heating Oil No.2
CRANSTON | ARCADE SPRING COMPANY | 8 CUTTING ST | UST-15169 | Industrial | 4 | 1984-10-09 | Permanently Closed | 1000 | Heating Oil No.2
CRANSTON | ARCADE SPRING COMPANY | 8 CUTTING ST | UST-15169 | Industrial | 5 | 1984-10-09 | Permanently Closed | 750 | Waste Oil
CRANSTON | ARCAND SPRING | 9 CUTTING AVE | UST-4547 | Commercials | 1 | 1984-10-09 | Permanently Closed | 1000 | Waste Oil
CRANSTON | ARCAND SPRING | 9 CUTTING AVE | UST-4547 | Commercials | 2 | 1984-10-09 | Permanently Closed | 1000 | Heating Oil No.2
CRANSTON | ARLINGTON ANNEX | 125 HARRIS AVE | UST-2179 | City/Town Government | 1 | 1986-05-01 | Permanently Closed | 500 | Heating Oil No.2
CRANSTON | ARLINGTON AUTO BODY | 1211 CRANSTON ST | UST-3235 | Commercials | 1 | 1984-10-09 | Permanently Closed | 1000 | Heating Oil No.2
CRANSTON | ARLINGTON AUTO BODY | 1211 CRANSTON ST | UST-3235 | Commercials | 2 | 1984-10-09 | Permanently Closed | 1000 | Gasoline
CRANSTON | ARLINGTON AUTO BODY | 1211 CRANSTON ST | UST-3235 | Commercials | 3 | 1984-10-09 | Permanently Closed | 1000 | Gasoline
CRANSTON | ARLINGTON AUTO BODY | 1211 CRANSTON ST | UST-3235 | Commercials | 4 | 1984-10-09 | Permanently Closed | 3000 | Gasoline
CRANSTON | ARLINGTON AUTO BODY | 1211 CRANSTON ST | UST-3235 | Commercials | 5 | 1984-10-09 | Permanently Closed | 4000 | Gasoline
CRANSTON | ARLINGTON SCHOOL | 155 PRINCESS AVE | UST-870 | Education - Town | 1 | 1984-10-09 | In Use | 7600 | Heating Oil No.2
CRANSTON | ARTHUR O'CONNELL PROPERTY | 27 CLAUDIA DR | UST-4017 | Multiple Residence | 1 | 1984-10-09 | Permanently Closed | 2000 | Heating Oil No.2
CRANSTON | AUTO MART | 1108 PARK AVE | UST-16691 | Commercials | 1 | 1984-10-09 | Permanently Closed | 550 | Waste Oil
CRANSTON | AUTOMOBILE CLUB OF RHODE ISLAND | 1035 RESERVOIR AVE | UST-1149 | Commercials | 1 | 1958-05-01 | Permanently Closed | 2000 | Gasoline
CRANSTON | AUTOMOBILE CLUB OF RHODE ISLAND | 1035 RESERVOIR AVE | UST-1149 | Commercials | 2 | 1975-05-01 | Permanently Closed | 2000 | Diesel
CRANSTON | AUTOMOBILE CLUB OF RHODE ISLAND | 1035 RESERVOIR AVE | UST-1149 | Commercials | 3 | 1958-05-01 | Permanently Closed | 1000 | Heating Oil No.2
CRANSTON | AUTOMOBILE CLUB OF RHODE ISLAND | 1035 RESERVOIR AVE | UST-1149 | Commercials | 4 | 1965-05-01 | Permanently Closed | 1000 | Heating Oil No.2
CRANSTON | AUTOMOBILE CLUB OF RHODE ISLAND | 1035 RESERVOIR AVE | UST-1149 | Commercials | 5 | 1984-10-09 | Permanently Closed | 500 | Heating Oil No.2
CRANSTON | AUTOMOTIVE WELDING | 29 BALD HILL RD | UST-4245 | Commercials | 1 | 1984-10-09 | Permanently Closed | 7500 | Gasoline
CRANSTON | AUTONET | 1152 PARK AVE | UST-728 | Commercials | 1 | 1984-10-09 | Permanently Closed | 500 | Gasoline
CRANSTON | B & A IMPORTS | 370 WELLINIGTON AVE | UST-18462 | Commercials | 1 | 1984-10-09 | Permanently Closed | 1000 | Heating Oil No.2
CRANSTON | B & F REALTY | 169 NORTH VIEW AVE | UST-18311 | Commercials | 1 | 1984-10-09 | Permanently Closed | 1000 | Heating Oil No.2
CRANSTON | B & F REALTY | 169 NORTH VIEW AVE | UST-18311 | Commercials | 2 | 1984-10-09 | Permanently Closed | 2000 | Heating Oil No.2
CRANSTON | BABKIRK REALTY PROPERTY | 960 RESERVOIR AVE | UST-4338 | Commercials | 1 | 1984-10-09 | Permanently Closed | 1000 | Heating Oil No.2
CRANSTON | BASTA RESTAURANT | 2195 BROAD ST | UST-15715 | Other | 1 | 1984-10-09 | Permanently Closed | 1000 | Heating Oil No.2
CRANSTON | BAY STREET PUMP STATION | 9 BAY ST | UST-18564 | City/Town Government | 1 | 1984-10-09 | Permanently Closed | 500 | Heating Oil No.2
CRANSTON | BELLFINDINGS CO., INC. | 66 LIBERA ST | UST-19107 | Commercials | 1 | 1984-10-09 | Permanently Closed | 1000 | Heating Oil No.2
CRANSTON | BELLINI CORPORATION | 112 WILBUR AVE | UST-16772 | Commercials | 1 | 1984-10-09 | Permanently Closed | 1000 | Diesel
CRANSTON | BELVOIR PLACE LLC | 1180 NARRAGANSETT BLVD | UST-4028 | Commercials | 1 | 1984-10-09 | Permanently Closed | 3000 | Heating Oil No.2
CRANSTON | BESS EATON DONUTS | 1334 PARK AVE | UST-15045 | Commercials | 1 | 1984-10-09 | Permanently Closed | 1000 | Unknown
CRANSTON | BESS EATON DONUTS | 1334 PARK AVE | UST-15045 | Commercials | 2 | 1984-10-09 | Permanently Closed | 2000 | Unknown
CRANSTON | BESS EATON DONUTS | 1334 PARK AVE | UST-15045 | Commercials | 3 | 1984-10-09 | Permanently Closed | 3000 | Unknown
CRANSTON | BESS EATON DONUTS | 1334 PARK AVE | UST-15045 | Commercials | 4 | 1984-10-09 | Permanently Closed | 4000 | Unknown
CRANSTON | BESTWAY | 1353 PARK AVE | UST-607 | Gasoline Station | 1 | 1982-04-01 | Permanently Closed | 10000 | Gasoline
CRANSTON | BESTWAY | 1353 PARK AVE | UST-607 | Gasoline Station | 2 | 1996-04-01 | In Use | 8000 | Gasoline | Double Walled | 2023-02-23
CRANSTON | BESTWAY | 1353 PARK AVE | UST-607 | Gasoline Station | 3 | 1982-04-01 | Permanently Closed | 10000 | Diesel
CRANSTON | BESTWAY | 1353 PARK AVE | UST-607 | Gasoline Station | 4 | 1996-04-01 | In Use | 8000 | Gasoline | Double Walled | 2023-02-23
CRANSTON | BESTWAY | 1353 PARK AVE | UST-607 | Gasoline Station | 5 | 1982-04-01 | Permanently Closed | 10000 | Gasoline
CRANSTON | BESTWAY | 1353 PARK AVE | UST-607 | Gasoline Station | 6 | 1984-10-09 | Permanently Closed | 500 | Heating Oil No.2
CRANSTON | BESTWAY CRANSTON | 280 ATWOOD AVE | UST-583 | Gasoline Station | 1 | 1979-04-01 | Permanently Closed | 10000 | Gasoline | Single Walled
CRANSTON | BESTWAY CRANSTON | 280 ATWOOD AVE | UST-583 | Gasoline Station | 2 | 1979-04-01 | Permanently Closed | 10000 | Diesel | Single Walled
CRANSTON | BESTWAY CRANSTON | 280 ATWOOD AVE | UST-583 | Gasoline Station | 3 | 1979-04-01 | Permanently Closed | 10000 | Gasoline | Single Walled
CRANSTON | BESTWAY CRANSTON | 280 ATWOOD AVE | UST-583 | Gasoline Station | 4 | 2015-08-13 | In Use | 10000 | Gasoline | Double Walled | 2015-08-26
CRANSTON | BESTWAY CRANSTON | 280 ATWOOD AVE | UST-583 | Gasoline Station | 5 | 2015-08-13 | In Use | 5000 | Gasoline | Double Walled | 2015-08-26
CRANSTON | BESTWAY CRANSTON | 280 ATWOOD AVE | UST-583 | Gasoline Station | 6 | 2015-08-13 | In Use | 10000 | Gasoline | Double Walled | 2015-08-26
CRANSTON | BESTWAY CRANSTON | 280 ATWOOD AVE | UST-583 | Gasoline Station | 7 | 2015-08-13 | In Use | 5000 | Diesel | Double Walled | 2015-08-26
CRANSTON | BETHANY LUTHERAN CHURCH | 116 ROLFE ST | UST-2901 | Other | 1 | 1954-02-01 | Permanently Closed | 1000 | Heating Oil No.2
CRANSTON | BETZ RESIDENCE | 238 ARMINGTON ST | UST-3891 | Private Residence | 1 | 1984-10-09 | Permanently Closed | 2000 | Heating Oil No.2
CRANSTON | BIRCH STREET REALTY | 84 CARLSBAD ST | UST-15422 | Commercials | 1 | 1984-10-09 | Permanently Closed | 5000 | Heating Oil No.6
CRANSTON | BIRCH STREET REALTY | 84 CARLSBAD ST | UST-15422 | Commercials | 2 | 1984-10-09 | Permanently Closed | 4000 | Heating Oil No.2
CRANSTON | BIRCH STREET REALTY | 84 CARLSBAD ST | UST-15422 | Commercials | 3 | 1984-10-09 | Permanently Closed | 4000 | Heating Oil No.2
CRANSTON | BIRCH STREET REALTY | 84 CARLSBAD ST | UST-15422 | Commercials | 4 | 1984-10-09 | Permanently Closed | 3000 | Gasoline
CRANSTON | BIRCH STREET REALTY | 84 CARLSBAD ST | UST-15422 | Commercials | 5 | 1984-10-09 | Permanently Closed | 3000 | Gasoline
CRANSTON | BMC PETROLEUM | 905 CRANSTON ST | UST-701 | Gasoline Station | 1 | 1967-05-01 | Permanently Closed | 4000 | Gasoline
CRANSTON | BMC PETROLEUM | 905 CRANSTON ST | UST-701 | Gasoline Station | 2 | 1967-04-01 | Permanently Closed | 4000 | Gasoline
CRANSTON | BMC PETROLEUM | 905 CRANSTON ST | UST-701 | Gasoline Station | 3 | 1967-04-01 | Permanently Closed | 4000 | Gasoline
CRANSTON | BMC PETROLEUM | 905 CRANSTON ST | UST-701 | Gasoline Station | 4 | 1967-04-01 | Permanently Closed | 4000 | Gasoline
CRANSTON | BMC PETROLEUM | 905 CRANSTON ST | UST-701 | Gasoline Station | 5 | 1967-04-01 | Permanently Closed | 4000 | Gasoline
CRANSTON | BMC PETROLEUM | 905 CRANSTON ST | UST-701 | Gasoline Station | 6 | 1967-04-01 | Permanently Closed | 4000 | Diesel
CRANSTON | BMC PETROLEUM | 905 CRANSTON ST | UST-701 | Gasoline Station | 7 | 1967-04-01 | Permanently Closed | 500 | Waste Oil
CRANSTON | BMC PETROLEUM | 905 CRANSTON ST | UST-701 | Gasoline Station | 8 | 1967-04-01 | Permanently Closed | 500 | Heating Oil No.2
CRANSTON | BMC PETROLEUM | 905 CRANSTON ST | UST-701 | Gasoline Station | 9 | 1998-03-20 | In Use | 8000 | Gasoline | Double Walled | 2008-08-29
CRANSTON | BMC PETROLEUM | 905 CRANSTON ST | UST-701 | Gasoline Station | 10 | 1998-03-20 | In Use | 8000 | Gasoline | Double Walled | 2008-08-29
CRANSTON | BMC PETROLEUM | 905 CRANSTON ST | UST-701 | Gasoline Station | 11 | 1998-03-20 | In Use | 4000 | Gasoline | Double Walled | 2008-08-29
CRANSTON | BMC PETROLEUM | 905 CRANSTON ST | UST-701 | Gasoline Station | 12 | 1998-03-20 | In Use | 4000 | Diesel | Double Walled | 2008-08-29
CRANSTON | BOULEVARD APARTMENTS | 1185 NARRAGANSETT BLVD | UST-2528 | Commercials | 1 | 1973-01-01 | Permanently Closed | 6000 | Heating Oil No.2
CRANSTON | BOWERMAN BROTHERS | MARINE DR | UST-18058 | Other | 1 | 1984-10-09 | Permanently Closed | 1000 | Heating Oil No.2
CRANSTON | BRIGHTSIDE APARTMENTS | 501 RESERVOIR AVE | UST-18281 | Other | 1 | 1984-10-09 | Permanently Closed | 2000 | Heating Oil No.2
CRANSTON | BROOKS PHARMACY | 1767 BROAD ST | UST-18016 | Commercials | 1 | 1984-10-09 | Permanently Closed | 1000 | Heating Oil No.2
CRANSTON | BROOKS PHARMACY | 1767 BROAD ST | UST-18016 | Commercials | 2 | 1984-10-09 | Permanently Closed | 1000 | Heating Oil No.2
CRANSTON | BUCKY'S AUTO SALES, INC. | 205 ATWOOD AVE | UST-2585 | Commercials | 1 | 1984-10-09 | Permanently Closed | 1000 | Heating Oil No.2
CRANSTON | BUCKY'S AUTO SALES, INC. | 205 ATWOOD AVE | UST-2585 | Commercials | 2 | 1984-10-09 | Permanently Closed | 2000 | Gasoline
CRANSTON | BUCKY'S AUTO SALES, INC. | 205 ATWOOD AVE | UST-2585 | Commercials | 3 | 1984-10-09 | Permanently Closed | 2000 | Gasoline
CRANSTON | BUCKY'S AUTO SALES, INC. | 205 ATWOOD AVE | UST-2585 | Commercials | 4 | 1984-10-09 | Permanently Closed | 3000 | Gasoline
CRANSTON | BUCKY'S AUTO SALES, INC. | 205 ATWOOD AVE | UST-2585 | Commercials | 5 | 1984-10-09 | Permanently Closed | 1000 | Heating Oil No.2
CRANSTON | BUCKY'S AUTO SALES, INC. | 205 ATWOOD AVE | UST-2585 | Commercials | 6 | 1984-10-09 | Permanently Closed | 550 | Waste Oil
CRANSTON | BUDLONG MFG. | PONTIAC AVE | UST-15844 | Commercials | 1 | 1984-10-09 | Permanently Closed | 2000 | Heating Oil No.2
CRANSTON | BUDLONG MFG. | PONTIAC AVE | UST-15844 | Commercials | 2 | 1984-10-09 | Permanently Closed | 131600 | Heating Oil No.6
CRANSTON | BUDLONG POOL | 199 AQUEDUCT RD | UST-1113 | City/Town Government | 1 | 1984-10-09 | Permanently Closed | 1000 | Heating Oil No.2
CRANSTON | BUILDING MAINTENANCE | 43 GREENE AVE | UST-1116 | City/Town Government | 1 | 1984-10-09 | Permanently Closed | 1000 | Heating Oil No.2
CRANSTON | BURNHAM STREET PUMPING STATION | 77 BURNHAM AVE | UST-4613 | Farm | 1 | 1984-10-09 | Permanently Closed | 300 | Heating Oil No.2
CRANSTON | C.A. BROWN, INC. | 315 WELLINGTON AVE | UST-16484 | Commercials | 1 | 1984-10-09 | Permanently Closed | 500 | Heating Oil No.2
CRANSTON | C.I. HAYES, INC. | 800 WELLINGTON AVE | UST-30 | Industrial | 1 | 1954-11-01 | Permanently Closed | 10000 | Heating Oil No.6
CRANSTON | CAMILLA GRANDE (VACANT BLDG.) | 1567 ELMWOOD AVE | UST-18026 | Commercials | 1 | 1984-10-09 | Permanently Closed | 2000 | Heating Oil No.2
CRANSTON | CARDI DEPARTMENT STORE | 1681 CRANSTON ST | UST-995 | Commercials | 1 | 1955-04-01 | Permanently Closed | 1000 | Heating Oil No.2
CRANSTON | CARPET PRODUCTS, INC. | 71 GLEN RD | UST-1356 | Commercials | 1 | 1974-05-01 | Permanently Closed | 4000 | Gasoline
CRANSTON | CARPET PRODUCTS, INC. | 71 GLEN RD | UST-1356 | Commercials | 2 | 1974-05-01 | Permanently Closed | 10000 | Diesel
CRANSTON | CENTRAL POWER PLANT, MHRH | 601 POWER RD | UST-18460 | State Government | 1 | 1984-10-09 | Permanently Closed | 275 | Heating Oil No.2
CRANSTON | CENTRAL POWER PLANT, MHRH | 601 POWER RD | UST-18460 | State Government | 2 | 1984-10-09 | Permanently Closed | 3000 | Diesel
CRANSTON | CENTRAL POWER PLANT, MHRH | 601 POWER RD | UST-18460 | State Government | 3 | 1984-10-09 | Permanently Closed | 3000 | Diesel
CRANSTON | CENTRAL POWER PLANT, MHRH | 601 POWER RD | UST-18460 | State Government | 4 | 1984-10-09 | Permanently Closed | 1500 | Diesel
CRANSTON | CENTRAL POWER PLANT, MHRH | 601 POWER RD | UST-18460 | State Government | 5 | 1984-10-09 | Permanently Closed | 150000 | Heating Oil No.6
CRANSTON | CENTRAL POWER PLANT, MHRH | 601 POWER RD | UST-18460 | State Government | 6 | 1984-10-09 | Permanently Closed | 100000 | Heating Oil No.6
CRANSTON | CENTRAL POWER PLANT, MHRH | 601 POWER RD | UST-18460 | State Government | 7 | 1984-10-09 | Permanently Closed | 10000 | Unknown
CRANSTON | CENTRAL TOOLS, INC. | 456 WELLINGTON AVE | UST-110 | Commercials | 1 | 1965-03-01 | Permanently Closed | 1000 | Heating Oil No.2
CRANSTON | CENTRAL TOOLS, INC. | 456 WELLINGTON AVE | UST-110 | Commercials | 2 | 1973-03-01 | Permanently Closed | 2000 | Heating Oil No.2
CRANSTON | CG CONVENTION LLC | 2700 PLAINFIELD PIKE | UST-2646 | Commercials | 1 | 1987-10-01 | Permanently Closed | 10000 | Diesel | Double Walled
CRANSTON | CG CONVENTION LLC | 2700 PLAINFIELD PIKE | UST-2646 | Commercials | 2 | 1987-10-01 | Permanently Closed | 10000 | Diesel | Double Walled
CRANSTON | CG CONVENTION LLC | 2700 PLAINFIELD PIKE | UST-2646 | Commercials | 3 | 1987-10-01 | Permanently Closed | 10000 | Diesel | Double Walled
CRANSTON | CG CONVENTION LLC | 2700 PLAINFIELD PIKE | UST-2646 | Commercials | 5 | 1987-10-01 | Permanently Closed | 2500 | Motor Oil | Double Walled
CRANSTON | CG CONVENTION LLC | 2700 PLAINFIELD PIKE | UST-2646 | Commercials | 6 | 1987-10-01 | Permanently Closed | 2500 | Waste Oil | Double Walled
CRANSTON | CG CONVENTION LLC | 2700 PLAINFIELD PIKE | UST-2646 | Commercials | 7 | 2000-05-05 | Permanently Closed | 20000 | Diesel | Double Walled
CRANSTON | CHAMPLIN SCOUT RESERVATION | 223 SCITUATE AVE | UST-1737 | Commercials | 1 | 1973-03-01 | Permanently Closed | 900 | Heating Oil No.2
CRANSTON | CHAMPLIN SCOUT RESERVATION | 223 SCITUATE AVE | UST-1737 | Commercials | 2 | 1977-05-01 | Permanently Closed | 550 | Heating Oil No.2
CRANSTON | CHARLES NATAIS | 1400 PLAINFIELD ST | UST-15473 | Other | 1 | 1984-10-09 | Permanently Closed | 3000 | Gasoline
CRANSTON | CHARLES NATAIS | 1400 PLAINFIELD ST | UST-15473 | Other | 2 | 1984-10-09 | Permanently Closed | 3000 | Gasoline
CRANSTON | CHEMLAWN SERVICES CORPORATION | 41 COMSTOCK PKWY | UST-966 | Commercials | 1 | 1982-04-01 | Permanently Closed | 10000 | Diesel
CRANSTON | CHRISTY'S MARKET CONVENIENCE STORE | 460 PONTIAC AVE | UST-899 | Gasoline Station | 1 | 1968-06-01 | Permanently Closed | 8000 | Gasoline
CRANSTON | CHRISTY'S MARKET CONVENIENCE STORE | 460 PONTIAC AVE | UST-899 | Gasoline Station | 2 | 1968-06-01 | Permanently Closed | 8000 | Gasoline
CRANSTON | CHRISTY'S MARKET CONVENIENCE STORE | 460 PONTIAC AVE | UST-899 | Gasoline Station | 3 | 1968-06-01 | Permanently Closed | 6000 | Gasoline
CRANSTON | CHRISTY'S MARKET CONVENIENCE STORE | 460 PONTIAC AVE | UST-899 | Gasoline Station | 4 | 1968-06-01 | Permanently Closed | 550 | Heating Oil No.2
CRANSTON | CHRISTY'S MARKET CONVENIENCE STORE | 460 PONTIAC AVE | UST-899 | Gasoline Station | 5 | 1968-06-01 | Permanently Closed | 550 | Waste Oil
CRANSTON | CIBA SPECIALTY CHEMICALS / UNITED OIL RECOVERY | 167 MILL ST | UST-18667 | Industrial | 1 | 1984-10-09 | Permanently Closed | 1200 | Diesel
CRANSTON | CIBA SPECIALTY CHEMICALS / UNITED OIL RECOVERY | 167 MILL ST | UST-18667 | Industrial | 2 | 1984-10-09 | Permanently Closed | 10000 | Heating Oil No.6
CRANSTON | CIBA SPECIALTY CHEMICALS / UNITED OIL RECOVERY | 167 MILL ST | UST-18667 | Industrial | 3 | 1984-10-09 | Permanently Closed | 70000 | Heating Oil No.6
CRANSTON | CLCF, INC. | 970 PONTIAC AVE | UST-4081 | City/Town Government | 1 | 1984-10-09 | Permanently Closed | 1000 | Heating Oil No.2
CRANSTON | CLEVELAND TWIST DRILL | 60 KEENEY DR | UST-15748 | Industrial | 1 | 1984-10-09 | Permanently Closed | 10000 | Gasoline
CRANSTON | CLEVELAND TWIST DRILL | 60 KEENEY DR | UST-15748 | Industrial | 2 | 1984-10-09 | Permanently Closed | 3000 | Lubricating/Cutting Oil
CRANSTON | CODAC | 1052 PARK AVE | UST-4575 | Commercials | 1 | 1984-10-09 | Permanently Closed | 500 | Heating Oil No.2
CRANSTON | COLONIAL PRINTING, INC. | 40 WORTHINGTON RD | UST-16946 | Other | 1 | 1984-10-09 | Permanently Closed | 1000 | Heating Oil No.2
CRANSTON | COMMERCIAL BUILDING | 30 ROLFE SQ | UST-4153 | Commercials | 1 | 1984-10-09 | Permanently Closed | 1500 | Heating Oil No.2
CRANSTON | COMMERCIAL PROPERTY | 52 GLEN RD | UST-18891 | Commercials | 1 | 1984-10-09 | Permanently Closed | 500 | Unknown
CRANSTON | COMMERCIAL PROPERTY | 1500 OAKLAWN AVE | UST-4898 | Commercials | 1 | null | Permanently Closed | 5000 | Diesel | Single Walled
CRANSTON | COMMERCIAL PROPERTY (VACANT) | 106 PHENIX AVE | UST-18254 | Commercials | 1 | 1984-10-09 | Permanently Closed | 500 | Waste Oil
CRANSTON | COMMERCIAL PROPERTY (VACANT) | 106 PHENIX AVE | UST-18254 | Commercials | 2 | 1984-10-09 | Permanently Closed | 1000 | Heating Oil No.2
CRANSTON | COMMERCIAL PROPERTY (VACANT) | 106 PHENIX AVE | UST-18254 | Commercials | 3 | 1984-10-09 | Permanently Closed | 2000 | Gasoline
CRANSTON | COMMERCIAL PROPERTY (VACANT) | 106 PHENIX AVE | UST-18254 | Commercials | 4 | 1984-10-09 | Permanently Closed | 1000 | Gasoline
CRANSTON | COMMERCIAL PROPERTY @ 69 FENNER ST | 69 FENNER ST | UST-5063 | Commercials | 1 | null | Permanently Closed | 500 | Heating Oil No.2 | Single Walled
CRANSTON | COMMERCIAL PROPRETY | 1528 CRANSTON ST | UST-18556 | Commercials | 1 | 1984-10-09 | Permanently Closed | 3000 | Gasoline
CRANSTON | COMMERCIAL PROPRETY | 1528 CRANSTON ST | UST-18556 | Commercials | 2 | 1984-10-09 | Permanently Closed | 3000 | Gasoline
CRANSTON | COMMERCIAL RENTAL BUILDING | 2172 BROAD ST | UST-18237 | Commercials | 1 | 1984-10-09 | Permanently Closed | 500 | Heating Oil No.2
CRANSTON | COMMERICAL/INDUSTRIAL BUILDING | 35 GLEN RD | UST-19282 | Commercials | 1 | 1984-10-09 | Permanently Closed | 1000 | Heating Oil No.2
CRANSTON | COMMUNITY CHAPEL OF RHODE ISLAND | 1308 PHENIX AVE | UST-15061 | Other | 1 | 1984-10-09 | Permanently Closed | 5000 | Diesel
CRANSTON | COMMUNITY CHAPEL OF RHODE ISLAND | 1308 PHENIX AVE | UST-15061 | Other | 2 | 1984-10-09 | Permanently Closed | 10000 | Gasoline
CRANSTON | COMMUNITY CHAPEL OF RHODE ISLAND | 1308 PHENIX AVE | UST-15061 | Other | 3 | 1984-10-09 | Permanently Closed | 14000 | Gasoline
CRANSTON | CONNETTI PROPERTY | 148 ATWOOD AVE | UST-19044 | Commercials | 1 | 1984-10-09 | Permanently Closed | 1000 | Heating Oil No.2
CRANSTON | CONTINENTAL BAKING COMPANY, INC. | 604 PARK AVE | UST-1943 | Commercials | 1 | 1979-08-01 | Permanently Closed | 10000 | Gasoline
CRANSTON | CONTINENTAL BAKING COMPANY, INC. | 604 PARK AVE | UST-1943 | Commercials | 2 | 1979-08-01 | Permanently Closed | 500 | Waste Oil
CRANSTON | COX COMMUNICATIONS - NEW ENGLAND DISTRIBUTION CENT | 70 COMSTOCK PKWY | UST-1595 | Commercials | 1 | 1983-09-01 | Permanently Closed | 5000 | Diesel
CRANSTON | CRANSTON CITY HALL | 869 PARK AVE | UST-4624 | City/Town Government | 1 | 1984-10-09 | Permanently Closed | 3500 | Heating Oil No.6
CRANSTON | CRANSTON COUNTRY CLUB, INC. | 69 BURLINGAME RD | UST-1744 | Commercials | 1 | 1974-10-01 | Permanently Closed | 1200 | Gasoline
CRANSTON | CRANSTON DEPARTMENT OF PUBLIC WORKS | 929 PHENIX AVE | UST-4082 | City/Town Government | 1 | 1984-10-09 | Permanently Closed | 3000 | Heating Oil No.2
CRANSTON | CRANSTON DEPARTMENT OF PUBLIC WORKS | 929 PHENIX AVE | UST-4082 | City/Town Government | 2 | 1984-10-09 | Permanently Closed | 1000 | Heating Oil No.2
CRANSTON | CRANSTON DEPARTMENT OF PUBLIC WORKS | 929 PHENIX AVE | UST-4082 | City/Town Government | 3 | 1984-10-09 | Permanently Closed | 3000 | Heating Oil No.2
CRANSTON | CRANSTON DEPARTMENT OF PUBLIC WORKS | 929 PHENIX AVE | UST-4082 | City/Town Government | 4 | 1984-10-09 | Permanently Closed | 3000 | Heating Oil No.2
CRANSTON | CRANSTON DEPARTMENT OF PUBLIC WORKS | 929 PHENIX AVE | UST-4082 | City/Town Government | 5 | 1984-10-09 | Permanently Closed | 1000 | Heating Oil No.2
CRANSTON | CRANSTON EAST HIGH SCHOOL | 899 PARK AVE | UST-854 | Education - Town | 1 | 1984-10-09 | Permanently Closed | 10000 | Heating Oil No.2
CRANSTON | CRANSTON FIRE DEPARTMENT STAITON #1 | 131 PARK AVE | UST-1107 | City/Town Government | 1 | 1984-10-09 | Permanently Closed | 1000 | Diesel
CRANSTON | CRANSTON FIRE DEPARTMENT STAITON #1 | 131 PARK AVE | UST-1107 | City/Town Government | 2 | 1984-10-09 | Permanently Closed | 500 | Heating Oil No.2
CRANSTON | CRANSTON FIRE DEPARTMENT STAITON #1 | 131 PARK AVE | UST-1107 | City/Town Government | 3 | 1984-10-09 | Permanently Closed | 9999999 | Unknown
CRANSTON | CRANSTON FIRE DEPARTMENT STATION #2 | 301 PONTIAC AVE | UST-1108 | City/Town Government | 1 | 1984-10-09 | Permanently Closed | 1000 | Diesel
CRANSTON | CRANSTON FIRE DEPARTMENT STATION #2 | 301 PONTIAC AVE | UST-1108 | City/Town Government | 2 | 1984-10-09 | Permanently Closed | 5800 | Gasoline
CRANSTON | CRANSTON FIRE DEPARTMENT STATION #2 | 301 PONTIAC AVE | UST-1108 | City/Town Government | 3 | 1984-10-09 | Permanently Closed | 550 | Heating Oil No.2
CRANSTON | CRANSTON FIRE DEPARTMENT STATION #2 | 301 PONTIAC AVE | UST-1108 | City/Town Government | 4 | 1984-10-09 | Permanently Closed | 250 | Waste Oil
CRANSTON | CRANSTON FIRE DEPARTMENT STATION #2 | 301 PONTIAC AVE | UST-1108 | City/Town Government | 5 | 1984-10-09 | Permanently Closed | 250 | Waste Oil
CRANSTON | CRANSTON FIRE DEPARTMENT STATION #3 | 1385 CRANSTON ST | UST-1109 | City/Town Government | 1 | 1984-10-09 | Permanently Closed | 500 | Diesel
CRANSTON | CRANSTON FIRE DEPARTMENT STATION #3 | 1385 CRANSTON ST | UST-1109 | City/Town Government | 2 | 1984-10-09 | Permanently Closed | 500 | Gasoline
CRANSTON | CRANSTON FIRE DEPARTMENT STATION #3 | 1385 CRANSTON ST | UST-1109 | City/Town Government | 3 | 1984-10-09 | Permanently Closed | 5800 | Heating Oil No.2
CRANSTON | CRANSTON FIRE DEPT./STATION #10 | 1155 SCITUATE AVE | UST-1111 | City/Town Government | 1 | 1984-10-09 | Permanently Closed | 1000 | Diesel
CRANSTON | CRANSTON FIRE DEPT./STATION #10 | 1155 SCITUATE AVE | UST-1111 | City/Town Government | 2 | 1984-10-09 | Permanently Closed | 2000 | Gasoline
CRANSTON | CRANSTON FIRE DEPT./STATION #12 | 1041 OAKLAWN AVE | UST-1112 | City/Town Government | 1 | 1984-10-09 | Permanently Closed | 1000 | Diesel
CRANSTON | CRANSTON FIRE DEPT./STATION #12 | 1041 OAKLAWN AVE | UST-1112 | City/Town Government | 2 | 1984-10-09 | Permanently Closed | 2500 | Heating Oil No.2
CRANSTON | CRANSTON FIRE DEPT./STATION #4 | 160 SOCKANOSSET CROSSROAD | UST-1110 | City/Town Government | 1 | 1984-10-09 | Permanently Closed | 1000 | Diesel
CRANSTON | CRANSTON FIRE DEPT./STATION #4 | 160 SOCKANOSSET CROSSROAD | UST-1110 | City/Town Government | 2 | 1984-10-09 | Permanently Closed | 5000 | Gasoline
CRANSTON | CRANSTON FIRE DEPT./STATION #4 | 160 SOCKANOSSET CROSSROAD | UST-1110 | City/Town Government | 3 | 1984-10-09 | Permanently Closed | 500 | Heating Oil No.2
CRANSTON | CRANSTON FIRE DEPT./STATION #4 | 160 SOCKANOSSET CROSSROAD | UST-1110 | City/Town Government | 4 | 1984-10-09 | Permanently Closed | 1000 | Heating Oil No.2
CRANSTON | CRANSTON POLICE DEPT/AUTOMOTIVE GARAGE | 1741 CRANSTON ST | UST-1105 | City/Town Government | 1 | 1984-10-09 | Permanently Closed | 2000 | Gasoline
CRANSTON | CRANSTON POLICE DEPT/AUTOMOTIVE GARAGE | 1741 CRANSTON ST | UST-1105 | City/Town Government | 2 | 1977-04-01 | Permanently Closed | 5760 | Gasoline
CRANSTON | CRANSTON POLICE DEPT/AUTOMOTIVE GARAGE | 1741 CRANSTON ST | UST-1105 | City/Town Government | 3 | 1984-10-09 | Permanently Closed | 1000 | Heating Oil No.2
CRANSTON | CRANSTON POLICE FRATERNAL ADVANCEMENT | 1344 CRANSTON ST | UST-4124 | Commercials | 1 | 1984-10-09 | Permanently Closed | 1000 | Heating Oil No.2
CRANSTON | CRANSTON PRINT WORKS CO. | 1381 CRANSTON ST | UST-2332 | Industrial | 1 | 1946-04-01 | Permanently Closed | 25000 | Heating Oil No.6
CRANSTON | CRANSTON PRINT WORKS CO. | 1381 CRANSTON ST | UST-2332 | Industrial | 2 | 1946-04-01 | Permanently Closed | 25000 | Heating Oil No.6
CRANSTON | CRANSTON PRINT WORKS CO. | 1381 CRANSTON ST | UST-2332 | Industrial | 3 | 1984-10-09 | Permanently Closed | 6000 | Hazardous Substance
CRANSTON | CRANSTON PRINT WORKS CO. | 1381 CRANSTON ST | UST-2332 | Industrial | 4 | 1984-10-09 | Permanently Closed | 30000 | Heating Oil No.6
CRANSTON | CRANSTON PROFESSIONAL BUILDING | 950 RESERVOIR AVE | UST-4543 | Commercials | 1 | 1984-10-09 | Permanently Closed | 1000 | Heating Oil No.2
CRANSTON | CRANSTON SHELL | 175 ATWOOD AVE | UST-790 | Gasoline Station | 1 | 1976-04-01 | Permanently Closed | 10000 | Gasoline | Single Walled
CRANSTON | CRANSTON SHELL | 175 ATWOOD AVE | UST-790 | Gasoline Station | 2 | 1976-04-01 | Permanently Closed | 10000 | Gasoline | Single Walled
CRANSTON | CRANSTON SHELL | 175 ATWOOD AVE | UST-790 | Gasoline Station | 3 | 1976-04-01 | Permanently Closed | 10000 | Gasoline | Single Walled
CRANSTON | CRANSTON VOCATIONAL SCHOOL | 100 METROPOLITAN AVE | UST-859 | Education - Town | 1 | 1984-10-09 | Permanently Closed | 5000 | Heating Oil No.2
CRANSTON | CRANSTON VOCATIONAL SCHOOL | 100 METROPOLITAN AVE | UST-859 | Education - Town | 2 | 1984-10-09 | Permanently Closed | 5000 | Heating Oil No.2
CRANSTON | CRANSTON VOCATIONAL SCHOOL | 100 METROPOLITAN AVE | UST-859 | Education - Town | 3 | 1984-10-09 | Permanently Closed | 1000 | Diesel
CRANSTON | CRANSTON VOCATIONAL SCHOOL | 100 METROPOLITAN AVE | UST-859 | Education - Town | 4 | 1984-10-09 | Permanently Closed | 5000 | Waste Oil
CRANSTON | CRANSTON VOL. FIREFIGHTER MUS./MESHANTICU PARK | 470 HOPE ST | UST-18730 | Commercials | 1 | 1984-10-09 | Permanently Closed | 1000 | Heating Oil No.2
CRANSTON | CRANSTON WASTEWATER TREATMENT PLANT | 140 PETTACONSETT AVE | UST-1100 | City/Town Government | 1 | 1957-04-01 | Permanently Closed | 1000 | Heating Oil No.2
CRANSTON | CRANSTON WASTEWATER TREATMENT PLANT | 140 PETTACONSETT AVE | UST-1100 | City/Town Government | 2 | 1965-04-01 | Permanently Closed | 1000 | Heating Oil No.2
CRANSTON | CRANSTON WELDING & SUPPLY COMPANY | 1425 PARK AVE | UST-1611 | Commercials | 1 | 1984-10-09 | Permanently Closed | 5000 | Diesel
CRANSTON | CRANSTON-JOHNSTON CATHOLIC REG. SCHOOL | 43 POPLAR DR | UST-2302 | Education Private | 1 | 1961-05-01 | Permanently Closed | 4000 | Heating Oil No.2
CRANSTON | CRANSTON-JOHNSTON CATHOLIC REG. SCHOOL | 43 POPLAR DR | UST-2302 | Education Private | 2 | 1997-08-01 | Permanently Closed | 4000 | Heating Oil No.2 | Double Walled
CRANSTON | CRITERION METALS, INC. | 110 COMSTOCK PKWY | UST-3333 | Industrial | 1 | 1983-06-01 | Permanently Closed | 4000 | Gasoline
CRANSTON | CUMBERLAND FARMS | 1814 BROAD ST | UST-18342 | Commercials | 1 | 1984-10-09 | Permanently Closed | 3000 | Gasoline
CRANSTON | CUMBERLAND FARMS | 1814 BROAD ST | UST-18342 | Commercials | 2 | 1984-10-09 | Permanently Closed | 3000 | Gasoline
CRANSTON | CUMBERLAND FARMS | 1814 BROAD ST | UST-18342 | Commercials | 3 | 1984-10-09 | Permanently Closed | 1000 | Heating Oil No.2
CRANSTON | CUMBERLAND FARMS | 1814 BROAD ST | UST-18342 | Commercials | 4 | 1984-10-09 | Permanently Closed | 5000 | Gasoline
CRANSTON | CUMBERLAND FARMS | 1814 BROAD ST | UST-18342 | Commercials | 5 | 1984-10-09 | Permanently Closed | 1000 | Heating Oil No.2
CRANSTON | CUMBERLAND FARMS INC. #3833 | 921 CRANSTON ST | UST-763 | Gasoline Station | 1 | 1978-04-01 | Permanently Closed | 8000 | Gasoline
CRANSTON | CUMBERLAND FARMS INC. #3833 | 921 CRANSTON ST | UST-763 | Gasoline Station | 2 | 1978-04-01 | Permanently Closed | 8000 | Gasoline
CRANSTON | CUMBERLAND FARMS INC. #3833 | 921 CRANSTON ST | UST-763 | Gasoline Station | 3 | 1978-04-01 | Permanently Closed | 8000 | Gasoline
CRANSTON | CUMBERLAND FARMS INC. #3833 | 921 CRANSTON ST | UST-763 | Gasoline Station | 4 | 2000-07-27 | In Use | 8000 | Gasoline | Double Walled
CRANSTON | CUMBERLAND FARMS INC. #3833 | 921 CRANSTON ST | UST-763 | Gasoline Station | 5 | 2000-07-27 | In Use | 8000 | Gasoline | Double Walled
CRANSTON | CUMBERLAND FARMS INC. #3833 | 921 CRANSTON ST | UST-763 | Gasoline Station | 6 | 2000-07-27 | In Use | 8000 | Gasoline | Double Walled
CRANSTON | CUMBERLAND FARMS, INC. #3862 | 659 RESERVOIR AVE | UST-1069 | Gasoline Station | 1 | 1984-04-01 | Permanently Closed | 550 | Heating Oil No.2
CRANSTON | CUMBERLAND FARMS, INC. #3862 | 659 RESERVOIR AVE | UST-1069 | Gasoline Station | 2 | 1984-04-01 | Permanently Closed | 8000 | Gasoline | Single Walled
CRANSTON | CUMBERLAND FARMS, INC. #3862 | 659 RESERVOIR AVE | UST-1069 | Gasoline Station | 3 | 1984-04-01 | Permanently Closed | 8000 | Gasoline | Single Walled
CRANSTON | CUMBERLAND FARMS, INC. #3862 | 659 RESERVOIR AVE | UST-1069 | Gasoline Station | 4 | 1984-04-01 | Permanently Closed | 8000 | Gasoline | Single Walled
CRANSTON | CUMBERLAND FARMS, INC. #3862 | 659 RESERVOIR AVE | UST-1069 | Gasoline Station | 5 | 1984-10-09 | Permanently Closed | 2000 | Heating Oil No.2
CRANSTON | CUMBERLAND FARMS, INC. #3862 | 659 RESERVOIR AVE | UST-1069 | Gasoline Station | 6 | 2014-06-05 | In Use | 12000 | Gasoline | Double Walled | 2014-07-07
CRANSTON | CUMBERLAND FARMS, INC. #3862 | 659 RESERVOIR AVE | UST-1069 | Gasoline Station | 7 | 2014-06-05 | In Use | 8000 | Gasoline | Double Walled | 2014-07-07
CRANSTON | CUMBERLAND FARMS, INC. #3862 | 659 RESERVOIR AVE | UST-1069 | Gasoline Station | 8 | 2014-06-05 | In Use | 12000 | Gasoline | Double Walled | 2014-07-07
CRANSTON | CUMBERLAND FARMS, INC. #3862 | 659 RESERVOIR AVE | UST-1069 | Gasoline Station | 9 | 2014-06-05 | In Use | 8000 | Diesel | Double Walled | 2014-07-07
CRANSTON | D'ALESSIO PROPERTY | 769 PARK AVE | UST-18969 | Commercials | 1 | 1984-10-09 | Permanently Closed | 1000 | Heating Oil No.2
CRANSTON | DANIEL CAPUANO, JR. | 97 CAPUANO DR | UST-1228 | Private Residence | 1 | 1981-05-01 | In Use | 2000 | Heating Oil No.2
CRANSTON | DAVE MORRIS SUNOCO | 1044 NARRAGANSETT BLVD | UST-2994 | Gasoline Station | 1 | 1984-10-09 | Permanently Closed | 6280 | Gasoline
CRANSTON | DAVE MORRIS SUNOCO | 1044 NARRAGANSETT BLVD | UST-2994 | Gasoline Station | 2 | 1984-10-09 | Permanently Closed | 6280 | Gasoline
CRANSTON | DAVE MORRIS SUNOCO | 1044 NARRAGANSETT BLVD | UST-2994 | Gasoline Station | 3 | 1984-10-09 | Permanently Closed | 6280 | Gasoline
CRANSTON | DAVE MORRIS SUNOCO | 1044 NARRAGANSETT BLVD | UST-2994 | Gasoline Station | 4 | 1984-10-09 | Permanently Closed | 550 | Heating Oil No.2
CRANSTON | DAVE MORRIS SUNOCO | 1044 NARRAGANSETT BLVD | UST-2994 | Gasoline Station | 5 | 1984-10-09 | Permanently Closed | 550 | Waste Oil
CRANSTON | DAVE MORRIS SUNOCO | 1044 NARRAGANSETT BLVD | UST-2994 | Gasoline Station | 6 | 1999-03-24 | Permanently Closed | 8000 | Gasoline | Double Walled
CRANSTON | DAVE MORRIS SUNOCO | 1044 NARRAGANSETT BLVD | UST-2994 | Gasoline Station | 7 | 1999-03-24 | Permanently Closed | 10000 | Gasoline | Double Walled
CRANSTON | DAVOL, INC. | 100 SOCKANOSSETT RD | UST-1917 | Industrial | 1 | 1973-03-01 | Permanently Closed | 10000 | Heating Oil No.2
CRANSTON | DAVOL, INC. | 100 SOCKANOSSETT RD | UST-1917 | Industrial | 2 | 1973-03-01 | Permanently Closed | 10000 | Heating Oil No.2
CRANSTON | DAVOL, INC. | 100 SOCKANOSSETT RD | UST-1917 | Industrial | 3 | 1973-03-01 | Permanently Closed | 10000 | Heating Oil No.2
CRANSTON | DAYS INN | 101 NEW LONDON AVE | UST-2902 | Other | 1 | 1984-10-09 | Permanently Closed | 3000 | Heating Oil No.2
CRANSTON | DELBONIS SAND & GRAVEL CO. | 950 PHENIX AVE | UST-3174 | Commercials | 1 | 1980-03-01 | Permanently Closed | 4000 | Diesel
CRANSTON | DELBONIS SAND & GRAVEL CO. | 950 PHENIX AVE | UST-3174 | Commercials | 2 | 1980-03-01 | Permanently Closed | 4000 | Diesel
CRANSTON | DELBONIS SAND & GRAVEL CO. | 950 PHENIX AVE | UST-3174 | Commercials | 3 | 1980-03-01 | Permanently Closed | 4000 | Other
CRANSTON | DELBONIS SAND & GRAVEL CO. | 950 PHENIX AVE | UST-3174 | Commercials | 4 | 1980-03-01 | Permanently Closed | 4000 | Other
CRANSTON | DELLARIA SALON | 263 BUDLONG RD | UST-4958 | Commercials | 1 | null | Permanently Closed | 1000 | Heating Oil No.2 | Single Walled
CRANSTON | DELTA PLASTICS | 140 UXBRIDGE ST | UST-16385 | Commercials | 1 | 1984-10-09 | Permanently Closed | 2000 | Gasoline
CRANSTON | DELTA PLASTICS | 140 UXBRIDGE ST | UST-16385 | Commercials | 2 | 1984-10-09 | Permanently Closed | 2000 | Diesel
CRANSTON | DERMUKSIAN RESIDENTIAL PROPERTY | 2233 SCITUATE AVE | UST-4466 | Private Residence | 1 | 1984-10-09 | Permanently Closed | 2500 | Heating Oil No.2
CRANSTON | DEVELOPMENT CORP. | MAYFIELD AVE | UST-15711 | Commercials | 1 | 1984-10-09 | Permanently Closed | 1000 | Gasoline
CRANSTON | DEVELOPMENT CORP. | MAYFIELD AVE | UST-15711 | Commercials | 2 | 1984-10-09 | Permanently Closed | 500 | Gasoline
CRANSTON | DEVELOPMENT CORP. | MAYFIELD AVE | UST-15711 | Commercials | 3 | 1984-10-09 | Permanently Closed | 275 | Gasoline
CRANSTON | DICOLO RESIDENCE | 281 PIPPIN ORCHARD RD | UST-4213 | Private Residence | 1 | 1984-10-09 | Permanently Closed | 2000 | Heating Oil No.2
CRANSTON | DINO'S SERVICE CENTER, INC. | 265 STATION ST | UST-691 | Gasoline Station | 1 | 1984-10-09 | Permanently Closed | 560 | Waste Oil
CRANSTON | DIOCESE DEVELOPMENT CENTER | 80 ST. MARY''S DR | UST-16161 | Other | 1 | 1984-10-09 | Permanently Closed | 2000 | Heating Oil No.2
CRANSTON | DIRAIMO CONSTRUCTION COM., INC. | 435 SCITUATE AVE | UST-1859 | Commercials | 1 | 1963-05-01 | Permanently Closed | 8000 | Diesel
CRANSTON | DONALD F. CODORI | 1841 SCITUATE AVE | UST-3212 | Private Residence | 1 | 1979-06-01 | In Use | 2000 | Heating Oil No.2
CRANSTON | DONNA BEA | 30 WEBB ST | UST-3448 | Industrial | 1 | 1984-10-09 | Permanently Closed | 1000 | Gasoline
CRANSTON | DONNA BEA | 30 WEBB ST | UST-3448 | Industrial | 2 | 1984-10-09 | Permanently Closed | 500 | Heating Oil No.2
CRANSTON | DORIC LODGE | 1237 RESERVOIR AVE | UST-3929 | Commercials | 1 | 1984-10-09 | Permanently Closed | 2000 | Heating Oil No.2
CRANSTON | DR. RICHARD PUGLIESE (OFFICE) | 975 PONTIAC AVE | UST-18938 | Other | 1 | 1984-10-09 | Permanently Closed | 1000 | Heating Oil No.2
CRANSTON | DREW OIL CORPORATION | 31 CALDER ST | UST-997 | Commercials | 1 | 1955-04-01 | Permanently Closed | 2000 | Diesel
CRANSTON | DREW OIL CORPORATION | 31 CALDER ST | UST-997 | Commercials | 2 | 1955-04-01 | Permanently Closed | 1000 | Heating Oil No.2
CRANSTON | DREW OIL CORPORATION | 31 CALDER ST | UST-997 | Commercials | 3 | 1955-04-01 | Permanently Closed | 10000 | Heating Oil No.2
CRANSTON | DREW OIL CORPORATION | 31 CALDER ST | UST-997 | Commercials | 4 | 1984-10-09 | Permanently Closed | 26000 | Heating Oil No.2
CRANSTON | DREW OIL CORPORATION | 31 CALDER ST | UST-997 | Commercials | 5 | 1984-10-09 | Permanently Closed | 10000 | Heating Oil No.2
CRANSTON | DREW OIL CORPORATION | 31 CALDER ST | UST-997 | Commercials | 6 | 1984-10-09 | Permanently Closed | 12000 | Heating Oil No.2
CRANSTON | DREW OIL CORPORATION | 31 CALDER ST | UST-997 | Commercials | 7 | 1984-10-09 | Permanently Closed | 12000 | Heating Oil No.2
CRANSTON | DREW OIL CORPORATION | 31 CALDER ST | UST-997 | Commercials | 8 | 1984-10-09 | Permanently Closed | 275 | Heating Oil No.2
CRANSTON | DREW OIL CORPORATION | 31 CALDER ST | UST-997 | Commercials | 9 | 1984-10-09 | Permanently Closed | 10000 | Heating Oil No.2
CRANSTON | DREW OIL CORPORATION | 31 CALDER ST | UST-997 | Commercials | 10 | 1984-10-09 | Permanently Closed | 10000 | Heating Oil No.2
CRANSTON | DREW OIL CORPORATION | 31 CALDER ST | UST-997 | Commercials | 11 | 1984-10-09 | Permanently Closed | 10000 | Heating Oil No.2
CRANSTON | DREW OIL CORPORATION | 31 CALDER ST | UST-997 | Commercials | 12 | 1984-10-09 | Permanently Closed | 10000 | Heating Oil No.2
CRANSTON | DREW OIL CORPORATION | 26 CALDER ST | UST-998 | Commercials | 1 | 1965-04-01 | Permanently Closed | 4000 | Diesel
CRANSTON | DREW OIL CORPORATION | 26 CALDER ST | UST-998 | Commercials | 2 | 1946-04-01 | Permanently Closed | 1000 | Heating Oil No.2
CRANSTON | DREW OIL CORPORATION | 26 CALDER ST | UST-998 | Commercials | 3 | 1946-04-01 | Permanently Closed | 550 | Gasoline
CRANSTON | DREW OIL CORPORATION | 26 CALDER ST | UST-998 | Commercials | 4 | 1946-04-01 | Permanently Closed | 550 | Kerosene
CRANSTON | DUTEMPLE SCHOOL | 32 GARDEN ST | UST-867 | Education - Town | 1 | 1984-10-09 | In Use | 5000 | Heating Oil No.2
CRANSTON | DYER STREET PUMP STATION | 395 DYER ST | UST-18555 | City/Town Government | 1 | 1984-10-09 | Permanently Closed | 500 | Heating Oil No.2
CRANSTON | E.J.G. REALTY | 35 TRIPOLI ST | UST-19243 | Industrial | 1 | 1984-10-09 | Permanently Closed | 1000 | Heating Oil No.2
CRANSTON | E.J.G. REALTY | 35 TRIPOLI ST | UST-19243 | Industrial | 2 | 1984-10-09 | Permanently Closed | 5000 | Heating Oil No.2
CRANSTON | EAGLE CORNICE CO., INC. | 89 PETTACONSETT AVE | UST-3140 | Commercials | 1 | 1959-09-01 | Permanently Closed | 2000 | Gasoline
CRANSTON | EAST COAST SPEED | 1528 ELMWOOD AVE | UST-3090 | Commercials | 1 | 1984-10-09 | Permanently Closed | 1000 | Waste Oil
CRANSTON | EAST COAST SPEED | 1528 ELMWOOD AVE | UST-3090 | Commercials | 2 | 1984-10-09 | Permanently Closed | 1000 | Unknown
CRANSTON | EAST COAST SPEED | 1528 ELMWOOD AVE | UST-3090 | Commercials | 3 | 1984-10-09 | Permanently Closed | 2000 | Unknown
CRANSTON | EAST WEST LANDING, LLC | 170 MACKLIN ST/85 EAST VIEW AVE | UST-18582 | Commercials | 1 | 1984-10-09 | Permanently Closed | 500 | Heating Oil No.2
CRANSTON | EASY CAR WASH, INC. | 250 WARWICK AVE | UST-886 | Commercials | 1 | 1974-04-01 | Permanently Closed | 1000 | Heating Oil No.2
CRANSTON | EDEN PARK SCHOOL | 180 OAKLAND AVE | UST-866 | Education - Town | 1 | 1984-10-09 | In Use | 10000 | Heating Oil No.2
CRANSTON | EDGEWOOD SERVICES INC | 1647 BROAD ST | UST-589 | Gasoline Station | 1 | 1954-04-01 | Permanently Closed | 3000 | Gasoline
CRANSTON | EDGEWOOD SERVICES INC | 1647 BROAD ST | UST-589 | Gasoline Station | 2 | 1989-09-01 | Permanently Closed | 8000 | Gasoline | Single Walled
CRANSTON | EDGEWOOD SERVICES INC | 1647 BROAD ST | UST-589 | Gasoline Station | 3 | 1954-04-01 | Permanently Closed | 3000 | Gasoline
CRANSTON | EDGEWOOD SERVICES INC | 1647 BROAD ST | UST-589 | Gasoline Station | 4 | 1989-09-01 | Permanently Closed | 8000 | Gasoline | Single Walled
CRANSTON | EDGEWOOD SERVICES INC | 1647 BROAD ST | UST-589 | Gasoline Station | 5 | 1968-04-01 | Permanently Closed | 2000 | Gasoline
CRANSTON | EDGEWOOD SERVICES INC | 1647 BROAD ST | UST-589 | Gasoline Station | 6 | 1968-04-01 | Permanently Closed | 2000 | Gasoline
CRANSTON | EDGEWOOD SERVICES INC | 1647 BROAD ST | UST-589 | Gasoline Station | 7 | 1954-04-01 | Permanently Closed | 500 | Heating Oil No.2
CRANSTON | EDGEWOOD SERVICES INC | 1647 BROAD ST | UST-589 | Gasoline Station | 8 | 1954-04-01 | Permanently Closed | 1000 | Waste Oil
CRANSTON | EG & G SEALOL PSD | 50 SHARPE DR | UST-1697 | Industrial | 1 | 1980-04-01 | Permanently Closed | 2000 | Waste Oil
CRANSTON | ELAINE DEPASQUALE | 194 SOUTH COMSTOCK PKWY | UST-18258 | Private Residence | 1 | 1984-10-09 | Permanently Closed | 2000 | Heating Oil No.2
CRANSTON | ELMAR RELATY | 1100 PONTIAC AVE | UST-18545 | Commercials | 1 | 1984-10-09 | Permanently Closed | 500 | Heating Oil No.2
CRANSTON | ELMAR RELATY | 1100 PONTIAC AVE | UST-18545 | Commercials | 2 | 1984-10-09 | Permanently Closed | 500 | Heating Oil No.2
CRANSTON | EMELINE COMPANY | 1655 ELMWOOD AVE | UST-16738 | Industrial | 1 | 1984-10-09 | Permanently Closed | 10000 | Heating Oil No.6
CRANSTON | EMELINE COMPANY | 1655 ELMWOOD AVE | UST-16738 | Industrial | 2 | 1984-10-09 | Permanently Closed | 10000 | Heating Oil No.6
CRANSTON | EMELINE COMPANY | 1655 ELMWOOD AVE | UST-16738 | Industrial | 3 | 1984-10-09 | Permanently Closed | 10000 | Heating Oil No.6
CRANSTON | ENVISIONS EYE CARE | 868 RESERVOIR AVE | UST-5023 | Commercials | 1 | null | Permanently Closed | 500 | Heating Oil No.2 | Single Walled
CRANSTON | ESTATE OF ROSE GALLO | 647 OAKLAWN AVE | UST-2903 | Commercials | 1 | 1974-11-01 | Permanently Closed | 2000 | Heating Oil No.2
CRANSTON | EUGENE FALCO PROPERTY | 815 OAKLAWN AVE | UST-19242 | Commercials | 1 | 1984-10-09 | Permanently Closed | 500 | Heating Oil No.2
CRANSTON | EXPANSION INTAKE SERVICE CENTER | 18 SLATE HILL DR | UST-3256 | State Government | 1 | 1990-10-01 | Permanently Closed | 2500 | Diesel | Double Walled
CRANSTON | EXPRESS SERVICE STATION | 100 EAST AVE | UST-278 | Gasoline Station | 1 | 1969-03-01 | Permanently Closed | 6000 | Gasoline
CRANSTON | EXPRESS SERVICE STATION | 100 EAST AVE | UST-278 | Gasoline Station | 2 | 1957-03-01 | Permanently Closed | 3000 | Gasoline
CRANSTON | EXPRESS SERVICE STATION | 100 EAST AVE | UST-278 | Gasoline Station | 3 | 1957-03-01 | Permanently Closed | 3000 | Gasoline
CRANSTON | EXPRESS SERVICE STATION | 100 EAST AVE | UST-278 | Gasoline Station | 4 | 1957-03-01 | Permanently Closed | 3000 | Diesel
CRANSTON | EXPRESS SERVICE STATION | 100 EAST AVE | UST-278 | Gasoline Station | 5 | 1957-03-01 | Permanently Closed | 3000 | Diesel
CRANSTON | EXPRESS SERVICE STATION | 100 EAST AVE | UST-278 | Gasoline Station | 6 | 1957-03-01 | Permanently Closed | 500 | Waste Oil
CRANSTON | EXPRESS SERVICE STATION | 100 EAST AVE | UST-278 | Gasoline Station | 7 | 1957-03-01 | Permanently Closed | 1000 | Heating Oil No.2
CRANSTON | F & L REALTY ASSOC. | 864 PARK AVE | UST-3866 | Commercials | 1 | 1984-10-09 | Permanently Closed | 1000 | Heating Oil No.2
CRANSTON | FAITH PRESBYTERIAN CHURCH | 499 HOPE RD | UST-4483 | Commercials | 1 | 1984-10-09 | Permanently Closed | 275 | Heating Oil No.2
CRANSTON | FASANO CORPORATION | 333 WELLINGTON AVE | UST-16042 | Commercials | 1 | 1984-10-09 | Permanently Closed | 500 | Heating Oil No.2
CRANSTON | FIVE THIRTY WELLINGTON, INC. | 530 WELLINGTON AVE | UST-15319 | Commercials | 1 | 1984-10-09 | Permanently Closed | 10000 | Gasoline
CRANSTON | FIVE THIRTY WELLINGTON, INC. | 530 WELLINGTON AVE | UST-15319 | Commercials | 2 | 1984-10-09 | Abandoned | 4000 | Unknown
CRANSTON | FIVE THIRTY WELLINGTON, INC. | 530 WELLINGTON AVE | UST-15319 | Commercials | 3 | 1984-10-09 | Abandoned | 1000 | Gasoline
CRANSTON | FIVE THIRTY WELLINGTON, INC. | 530 WELLINGTON AVE | UST-15319 | Commercials | 4 | 1984-10-09 | Abandoned | 1000 | Gasoline
CRANSTON | FIVE THIRTY WELLINGTON, INC. | 530 WELLINGTON AVE | UST-15319 | Commercials | 5 | 1984-10-09 | Abandoned | 1000 | Gasoline
CRANSTON | FIVE THIRTY WELLINGTON, INC. | 530 WELLINGTON AVE | UST-15319 | Commercials | 6 | 1984-10-09 | Abandoned | 2500 | Unknown
CRANSTON | FIVE THIRTY WELLINGTON, INC. | 530 WELLINGTON AVE | UST-15319 | Commercials | 7 | 1984-10-09 | Abandoned | 2500 | Hazardous Substance
CRANSTON | FIVE THIRTY WELLINGTON, INC. | 530 WELLINGTON AVE | UST-15319 | Commercials | 8 | 1984-10-09 | Abandoned | 2500 | Hazardous Substance
CRANSTON | FIVE THIRTY WELLINGTON, INC. | 530 WELLINGTON AVE | UST-15319 | Commercials | 9 | 1984-10-09 | Abandoned | 2500 | Hazardous Substance
CRANSTON | FIVE THIRTY WELLINGTON, INC. | 530 WELLINGTON AVE | UST-15319 | Commercials | 10 | null | Abandoned | 10000 | Unknown
CRANSTON | FIVE THIRTY WELLINGTON, INC. | 530 WELLINGTON AVE | UST-15319 | Commercials | 11 | null | Abandoned | 10000 | Unknown
CRANSTON | FIVE THIRTY WELLINGTON, INC. | 530 WELLINGTON AVE | UST-15319 | Commercials | 12 | null | Abandoned | 10000 | Unknown
CRANSTON | FIVE THIRTY WELLINGTON, INC. | 530 WELLINGTON AVE | UST-15319 | Commercials | 13 | null | Abandoned | 10000 | Unknown
CRANSTON | FIVE THIRTY WELLINGTON, INC. | 530 WELLINGTON AVE | UST-15319 | Commercials | 14 | null | Abandoned | 500 | Gasoline
CRANSTON | FIVE THIRTY WELLINGTON, INC. | 530 WELLINGTON AVE | UST-15319 | Commercials | 15 | null | Abandoned | 10000 | Unknown
CRANSTON | FIVE THIRTY WELLINGTON, INC. | 530 WELLINGTON AVE | UST-15319 | Commercials | 16 | null | Abandoned | 10000 | Heating Oil No.6
CRANSTON | FIVE THIRTY WELLINGTON, INC. | 530 WELLINGTON AVE | UST-15319 | Commercials | 17 | null | Abandoned | 10000 | Heating Oil No.6
CRANSTON | FIVE THIRTY WELLINGTON, INC. | 530 WELLINGTON AVE | UST-15319 | Commercials | 18 | null | Abandoned | 10000 | Unknown
CRANSTON | FIVE THIRTY WELLINGTON, INC. | 530 WELLINGTON AVE | UST-15319 | Commercials | 19 | null | Abandoned | 0 | Unknown
CRANSTON | FOREST HILLS NURSERIES | 310 KNOLLWOOD AVE | UST-878 | Commercials | 1 | 1978-04-01 | Permanently Closed | 2000 | Diesel
CRANSTON | FOREST HILLS NURSERIES | 310 KNOLLWOOD AVE | UST-878 | Commercials | 2 | 1978-04-01 | Permanently Closed | 1000 | Gasoline
CRANSTON | FOREST HILLS NURSERIES | 310 KNOLLWOOD AVE | UST-878 | Commercials | 3 | 1978-04-01 | Permanently Closed | 3000 | Heating Oil No.2
CRANSTON | FOREST HILLS NURSERIES | 310 KNOLLWOOD AVE | UST-878 | Commercials | 4 | 1984-04-01 | Permanently Closed | 2000 | Gasoline
CRANSTON | FOREST HILLS NURSERIES | 310 KNOLLWOOD AVE | UST-878 | Commercials | 5 | 1984-10-09 | Permanently Closed | 550 | Waste Oil
CRANSTON | FOREST HILLS NURSERIES | 310 KNOLLWOOD AVE | UST-878 | Commercials | 6 | 1984-10-09 | Permanently Closed | 550 | Diesel
CRANSTON | FRANK DECLEMENTE'S TV & APPLIANCE, INC. | 750 RESERVOIR AVE | UST-18171 | Commercials | 1 | 1984-10-09 | Permanently Closed | 550 | Gasoline
CRANSTON | FRANK DISANO | 1420 ELMWOOD AVE | UST-18679 | Commercials | 1 | 1984-10-09 | Permanently Closed | 1000 | Heating Oil No.2
CRANSTON | FRED LAWTON | 345 LATEN KNIGHT FARM | UST-18154 | Farm | 1 | 1984-10-09 | Permanently Closed | 1000 | Gasoline
CRANSTON | FRIENDLY COMMUNITY | 90-92-94 PONTIAC AVE | UST-3769 | Commercials | 1 | 1984-10-09 | Permanently Closed | 5000 | Heating Oil No.2 | Single Walled
CRANSTON | FRIENDLY COMMUNITY | 90-92-94 PONTIAC AVE | UST-3769 | Commercials | 2 | 1984-10-09 | Permanently Closed | 500 | Heating Oil No.2
CRANSTON | FSC, LP | 570 WELLINGTON AVE | UST-4843 | Commercials | 1 | null | Tank Not Found | 500 | Heating Oil No.2
CRANSTON | GARDEN CITY APARTMENTS | 41 GARDEN CITY DR | UST-3202 | Commercials | 1 | 1950-05-01 | Permanently Closed | 2000 | Heating Oil No.2
CRANSTON | GARDEN CITY APARTMENTS | 41 GARDEN CITY DR | UST-3202 | Commercials | 2 | 1950-05-01 | Permanently Closed | 2000 | Heating Oil No.2
CRANSTON | GARDEN CITY APARTMENTS | 41 GARDEN CITY DR | UST-3202 | Commercials | 3 | 1950-05-01 | Permanently Closed | 2000 | Heating Oil No.2
CRANSTON | GARDEN CITY APARTMENTS | 41 GARDEN CITY DR | UST-3202 | Commercials | 4 | 1950-05-01 | Permanently Closed | 2000 | Heating Oil No.2
CRANSTON | GARDEN CITY APARTMENTS | 41 GARDEN CITY DR | UST-3202 | Commercials | 5 | 1950-05-01 | Permanently Closed | 2000 | Heating Oil No.2
CRANSTON | GARDEN CITY APARTMENTS | 41 GARDEN CITY DR | UST-3202 | Commercials | 6 | 1950-05-01 | Permanently Closed | 2000 | Heating Oil No.2
CRANSTON | GARDEN CITY APARTMENTS | 41 GARDEN CITY DR | UST-3202 | Commercials | 7 | 1950-05-01 | Permanently Closed | 2000 | Heating Oil No.2
CRANSTON | GARDEN CITY CENTER | MIDWAY RD | UST-16434 | Commercials | 1 | 1984-10-09 | Permanently Closed | 500 | Heating Oil No.2
CRANSTON | GARDEN CITY CENTER | MIDWAY RD | UST-16434 | Commercials | 2 | 1984-10-09 | Permanently Closed | 500 | Heating Oil No.2
CRANSTON | GARDEN CITY CENTER | MIDWAY RD | UST-16434 | Commercials | 3 | 1984-10-09 | Permanently Closed | 1000 | Heating Oil No.2
CRANSTON | GARDEN CITY CENTER | MIDWAY RD | UST-16434 | Commercials | 4 | 1984-10-09 | Permanently Closed | 1000 | Heating Oil No.2
CRANSTON | GARDEN CITY CENTER | MIDWAY RD | UST-16434 | Commercials | 5 | 1984-10-09 | Permanently Closed | 2500 | Heating Oil No.6
CRANSTON | GARDEN CITY CENTER | MIDWAY RD | UST-16434 | Commercials | 6 | 1984-10-09 | Permanently Closed | 500 | Heating Oil No.2
CRANSTON | GARDEN CITY CENTER | MIDWAY RD | UST-16434 | Commercials | 7 | 1984-10-09 | Permanently Closed | 1000 | Heating Oil No.2
CRANSTON | GARDEN CITY CENTER | MIDWAY RD | UST-16434 | Commercials | 8 | 1984-10-09 | Permanently Closed | 500 | Heating Oil No.2
CRANSTON | GARDEN CITY CENTER | MIDWAY RD | UST-16434 | Commercials | 9 | 1984-10-09 | Permanently Closed | 500 | Heating Oil No.2
CRANSTON | GARDEN CITY SCHOOL | 70 PLANTATION DR | UST-865 | Education - Town | 1 | 1984-10-09 | Permanently Closed | 10000 | Heating Oil No.2
CRANSTON | GARDEN CITY XTRA MART | 875 PONTIAC AVE | UST-608 | Gasoline Station | 1 | 1981-04-01 | Permanently Closed | 10000 | Gasoline | Single Walled
CRANSTON | GARDEN CITY XTRA MART | 875 PONTIAC AVE | UST-608 | Gasoline Station | 2 | 1981-04-01 | Permanently Closed | 10000 | Diesel | Single Walled
CRANSTON | GARDEN CITY XTRA MART | 875 PONTIAC AVE | UST-608 | Gasoline Station | 3 | 1981-04-01 | Permanently Closed | 10000 | Gasoline | Single Walled
CRANSTON | GARDEN CITY XTRA MART | 875 PONTIAC AVE | UST-608 | Gasoline Station | 4 | 1984-10-09 | Permanently Closed | 500 | Heating Oil No.2
CRANSTON | GARDEN CITY XTRA MART | 875 PONTIAC AVE | UST-608 | Gasoline Station | 5 | 1984-10-09 | Permanently Closed | 500 | Waste Oil
CRANSTON | GARDEN HILLS PUMPING STATION | ROCKCREST DR | UST-1702 | City/Town Government | 1 | 1957-08-01 | Permanently Closed | 300 | Gasoline
CRANSTON | GAS N GO | 717 PARK AVE | UST-3016 | Gasoline Station | 1 | 1968-11-01 | Permanently Closed | 3000 | Gasoline
CRANSTON | GAS N GO | 717 PARK AVE | UST-3016 | Gasoline Station | 2 | 1968-11-01 | Permanently Closed | 3000 | Gasoline
CRANSTON | GAS N GO | 717 PARK AVE | UST-3016 | Gasoline Station | 3 | 1968-11-01 | Permanently Closed | 3000 | Gasoline
CRANSTON | GAS N GO | 717 PARK AVE | UST-3016 | Gasoline Station | 4 | 1968-11-01 | Permanently Closed | 4000 | Gasoline
CRANSTON | GAS N GO | 717 PARK AVE | UST-3016 | Gasoline Station | 5 | 1984-10-09 | Permanently Closed | 300 | Waste Oil
CRANSTON | GAS N GO | 717 PARK AVE | UST-3016 | Gasoline Station | 6 | 1984-10-09 | Permanently Closed | 500 | Heating Oil No.2
CRANSTON | GAS N GO | 717 PARK AVE | UST-3016 | Gasoline Station | 7 | 1998-12-15 | In Use | 12000 | Gasoline | Double Walled | 1998-12-15
CRANSTON | GAS N GO | 717 PARK AVE | UST-3016 | Gasoline Station | 8 | 1998-12-15 | In Use | 5000 | Gasoline | Double Walled | 1998-12-15
CRANSTON | GAS N GO | 717 PARK AVE | UST-3016 | Gasoline Station | 9 | 1998-12-15 | In Use | 3000 | Gasoline | Double Walled | 1998-12-15
CRANSTON | GAS STATION | 562 RESERVOIR AVE | UST-1882 | Gasoline Station | 1 | 1984-10-09 | Permanently Closed | 4000 | Gasoline
CRANSTON | GAS STATION | 562 RESERVOIR AVE | UST-1882 | Gasoline Station | 2 | 1984-10-09 | Permanently Closed | 4000 | Gasoline
CRANSTON | GAS STATION | 562 RESERVOIR AVE | UST-1882 | Gasoline Station | 3 | 1984-10-09 | Permanently Closed | 5000 | Gasoline
CRANSTON | GAS STATION | 562 RESERVOIR AVE | UST-1882 | Gasoline Station | 4 | 1984-10-09 | Permanently Closed | 1000 | Heating Oil No.2
CRANSTON | GAS STATION | 562 RESERVOIR AVE | UST-1882 | Gasoline Station | 5 | 1984-10-09 | Permanently Closed | 500 | Waste Oil
CRANSTON | GENERAL GLASS COMPANY | 100 CALDER ST | UST-1603 | Commercials | 1 | 1984-10-09 | Permanently Closed | 1000 | Gasoline
CRANSTON | GENERAL OIL CO., INC. | 208 GANSETT AVE | UST-851 | Commercials | 1 | 1989-08-01 | Permanently Closed | 6000 | Diesel | Single Walled | 1994-04-01
CRANSTON | GENERAL OIL CO., INC. | 208 GANSETT AVE | UST-851 | Commercials | 2 | 1984-10-09 | Permanently Closed | 3000 | Gasoline
CRANSTON | GENERAL OIL CO., INC. | 208 GANSETT AVE | UST-851 | Commercials | 3 | 1980-04-01 | Permanently Closed | 3000 | Gasoline
CRANSTON | GENERAL OIL CO., INC. | 208 GANSETT AVE | UST-851 | Commercials | 4 | 1989-08-01 | Permanently Closed | 8000 | Gasoline | Single Walled | 1994-04-01
CRANSTON | GENERAL OIL CO., INC. | 208 GANSETT AVE | UST-851 | Commercials | 5 | 1980-04-01 | Permanently Closed | 3000 | Gasoline
CRANSTON | GENERAL OIL CO., INC. | 208 GANSETT AVE | UST-851 | Commercials | 6 | 1989-08-01 | Permanently Closed | 8000 | Gasoline | Single Walled | 1994-04-01
CRANSTON | GENERAL OIL CO., INC. | 208 GANSETT AVE | UST-851 | Commercials | 7 | 1980-04-01 | Permanently Closed | 3000 | Diesel
CRANSTON | GENERAL OIL CO., INC. | 208 GANSETT AVE | UST-851 | Commercials | 8 | 1984-10-09 | Permanently Closed | 10000 | Gasoline
CRANSTON | GENERAL OIL CO., INC. | 208 GANSETT AVE | UST-851 | Commercials | 9 | 1984-10-09 | Permanently Closed | 10000 | Gasoline
CRANSTON | GENERAL OIL CO., INC. | 208 GANSETT AVE | UST-851 | Commercials | 10 | 1984-10-09 | Permanently Closed | 10000 | Gasoline
CRANSTON | GENERAL OIL CO., INC. | 208 GANSETT AVE | UST-851 | Commercials | 11 | 1984-10-09 | Permanently Closed | 1000 | Waste Oil
CRANSTON | GENERAL OIL CO., INC. | 208 GANSETT AVE | UST-851 | Commercials | 12 | 1984-10-09 | Permanently Closed | 500 | Waste Oil
CRANSTON | GEORGE HENRY | 2276 PLAINFIELD ST | UST-15652 | Private Residence | 1 | 1975-02-01 | Permanently Closed | 1000 | Heating Oil No.2
CRANSTON | GEORGE HENRY | 2276 PLAINFIELD ST | UST-15652 | Private Residence | 2 | 1975-02-01 | Permanently Closed | 500 | Gasoline
CRANSTON | GLADSTONE STREET SCHOOL | 50 GLADSTONE ST | UST-858 | Education - Town | 1 | 1984-10-09 | Permanently Closed | 10000 | Heating Oil No.4
CRANSTON | GLADSTONE STREET SCHOOL | 50 GLADSTONE ST | UST-858 | Education - Town | 2 | 1984-10-09 | Permanently Closed | 10000 | Heating Oil No.4
CRANSTON | GLOBAL MONTELLO GROUP #1422 | 975 OAKLAWN AVE | UST-1510 | Gasoline Station | 1 | 1977-04-01 | Permanently Closed | 500 | Heating Oil No.2
CRANSTON | GLOBAL MONTELLO GROUP #1422 | 975 OAKLAWN AVE | UST-1510 | Gasoline Station | 2 | 1960-04-01 | Permanently Closed | 500 | Waste Oil
CRANSTON | GLOBAL MONTELLO GROUP #1422 | 975 OAKLAWN AVE | UST-1510 | Gasoline Station | 3 | 1990-12-01 | In Use | 1000 | Waste Oil | Double Walled
CRANSTON | GLOBAL MONTELLO GROUP #1422 | 975 OAKLAWN AVE | UST-1510 | Gasoline Station | 4 | 1960-04-01 | Permanently Closed | 3000 | Gasoline
CRANSTON | GLOBAL MONTELLO GROUP #1422 | 975 OAKLAWN AVE | UST-1510 | Gasoline Station | 5 | 1960-04-01 | Permanently Closed | 3000 | Gasoline
CRANSTON | GLOBAL MONTELLO GROUP #1422 | 975 OAKLAWN AVE | UST-1510 | Gasoline Station | 6 | 1960-04-01 | Permanently Closed | 4000 | Gasoline
CRANSTON | GLOBAL MONTELLO GROUP #1422 | 975 OAKLAWN AVE | UST-1510 | Gasoline Station | 7 | 1960-04-01 | Permanently Closed | 4000 | Gasoline
CRANSTON | GLOBAL MONTELLO GROUP #1422 | 975 OAKLAWN AVE | UST-1510 | Gasoline Station | 8 | 1990-12-01 | In Use | 10000 | Diesel | Double Walled | 2022-05-09
CRANSTON | GLOBAL MONTELLO GROUP #1422 | 975 OAKLAWN AVE | UST-1510 | Gasoline Station | 9 | 1990-12-01 | In Use | 10000 | Gasoline | Double Walled | 2022-05-09
CRANSTON | GLOBAL MONTELLO GROUP #1422 | 975 OAKLAWN AVE | UST-1510 | Gasoline Station | 10 | 1990-12-01 | In Use | 10000 | Gasoline | Double Walled | 2022-05-09
CRANSTON | GLOBAL MONTELLO GROUP #1422 | 975 OAKLAWN AVE | UST-1510 | Gasoline Station | 11 | 1990-12-01 | In Use | 10000 | Gasoline | Double Walled | 2022-05-09
CRANSTON | GREY GOOSE LINES, INC. | 26 FIELD ST | UST-3257 | Commercials | 1 | 1984-10-09 | Permanently Closed | 5000 | Diesel
CRANSTON | GREY GOOSE LINES, INC. | 26 FIELD ST | UST-3257 | Commercials | 2 | 1984-10-09 | Permanently Closed | 5000 | Diesel
CRANSTON | GREYLAWN FOODS, INC. | 2032 PLAINFIELD PIKE | UST-1184 | Commercials | 1 | 1982-05-01 | Permanently Closed | 10000 | Diesel
CRANSTON | GREYLAWN FOODS, INC. | 2032 PLAINFIELD PIKE | UST-1184 | Commercials | 2 | 1982-05-01 | Permanently Closed | 10000 | Diesel
CRANSTON | GREYLAWN FOODS, INC. | 2032 PLAINFIELD PIKE | UST-1184 | Commercials | 3 | 1982-05-01 | Permanently Closed | 10000 | Heating Oil No.2
CRANSTON | GREYLAWN FOODS, INC. | 2032 PLAINFIELD PIKE | UST-1184 | Commercials | 4 | 1992-06-03 | In Use | 10000 | Diesel | Double Walled | 2010-06-30
CRANSTON | GREYLAWN FOODS, INC. | 999 PONTIAC AVE | UST-2635 | Commercials | 1 | 1984-10-09 | Permanently Closed | 10000 | Diesel
CRANSTON | GREYLAWN FOODS, INC. | 999 PONTIAC AVE | UST-2635 | Commercials | 2 | 1984-10-09 | Permanently Closed | 6000 | Diesel
CRANSTON | GREYLAWN FOODS, INC. | 999 PONTIAC AVE | UST-2635 | Commercials | 3 | 1984-10-09 | Permanently Closed | 4000 | Diesel
CRANSTON | GREYLAWN FOODS, INC. | 999 PONTIAC AVE | UST-2635 | Commercials | 4 | 1984-10-09 | Permanently Closed | 4000 | Gasoline
CRANSTON | GREYLAWN FOODS, INC. | 999 PONTIAC AVE | UST-2635 | Commercials | 5 | 1984-10-09 | Permanently Closed | 3000 | Diesel
CRANSTON | GRINNELL FIRE PROTECTION | 1467 ELMWOOD AVE | UST-1993 | Commercials | 1 | 1979-08-01 | Permanently Closed | 6000 | Gasoline
CRANSTON | GRINNELL FIRE PROTECTION | 1467 ELMWOOD AVE | UST-1993 | Commercials | 2 | 1984-10-09 | Permanently Closed | 500 | Kerosene
CRANSTON | GRINNELL FIRE PROTECTION | 1467 ELMWOOD AVE | UST-1993 | Commercials | 3 | 1984-10-09 | Permanently Closed | 500 | Kerosene
CRANSTON | GRINNELL FIRE PROTECTION | 1467 ELMWOOD AVE | UST-1993 | Commercials | 4 | 1957-06-01 | Permanently Closed | 2000 | Heating Oil No.2
CRANSTON | GULF EXPRESS | 2148 BROAD ST | UST-774 | Gasoline Station | 1 | 1979-04-01 | Permanently Closed | 8000 | Gasoline
CRANSTON | GULF EXPRESS | 2148 BROAD ST | UST-774 | Gasoline Station | 2 | 1979-04-01 | Permanently Closed | 8000 | Gasoline
CRANSTON | GULF EXPRESS | 2148 BROAD ST | UST-774 | Gasoline Station | 3 | 1979-04-01 | Permanently Closed | 8000 | Gasoline
CRANSTON | GULF EXPRESS | 2148 BROAD ST | UST-774 | Gasoline Station | 4 | 1984-10-09 | Permanently Closed | 550 | Heating Oil No.2
CRANSTON | GULF EXPRESS | 2148 BROAD ST | UST-774 | Gasoline Station | 5 | 1984-10-09 | Permanently Closed | 550 | Waste Oil
CRANSTON | GULF EXPRESS | 2148 BROAD ST | UST-774 | Gasoline Station | 6 | 1998-09-03 | In Use | 8000 | Gasoline | Double Walled
CRANSTON | GULF EXPRESS | 2148 BROAD ST | UST-774 | Gasoline Station | 7 | 1998-09-03 | In Use | 8000 | Gasoline | Double Walled
CRANSTON | GULF EXPRESS | 2148 BROAD ST | UST-774 | Gasoline Station | 8 | 1998-09-03 | In Use | 8000 | Gasoline | Double Walled
CRANSTON | H.V. COLLINS | 99 GANO | UST-15192 | Other | 1 | 1984-10-09 | Permanently Closed | 2000 | Gasoline
CRANSTON | H.V. COLLINS | 99 GANO | UST-15192 | Other | 2 | 1984-10-09 | Permanently Closed | 5000 | Heating Oil No.2
CRANSTON | HAMILTON BUILDING | 1090 CRANSTON ST | UST-1115 | City/Town Government | 1 | 1975-04-01 | Permanently Closed | 5000 | Heating Oil No.2
CRANSTON | HARBORSIDE BLVD. | 330 HARBORSIDE BLVD | UST-15772 | Commercials | 1 | 1984-10-09 | Permanently Closed | 275 | Heating Oil No.2
CRANSTON | HAROLD CROOK'S GARAGE | 10 GANSETT ST | UST-15686 | Commercials | 1 | 1984-10-09 | Permanently Closed | 4000 | Gasoline
CRANSTON | HAROLD CROOK'S GARAGE | 10 GANSETT ST | UST-15686 | Commercials | 2 | 1984-10-09 | Permanently Closed | 4000 | Gasoline
CRANSTON | HARTZ OF PROVIDENCE | 830 DYER AVE | UST-15645 | Commercials | 1 | 1962-02-01 | Permanently Closed | 1000 | Heating Oil No.2
CRANSTON | HARTZ OF PROVIDENCE | 830 DYER AVE | UST-15645 | Commercials | 2 | 1962-02-01 | Permanently Closed | 1000 | Gasoline
CRANSTON | HELEN GOODWIN PROPERTY | 286 NORWOOD AVE | UST-19147 | Private Residence | 1 | 1984-10-09 | Permanently Closed | 500 | Gasoline
CRANSTON | HELEN GOODWIN PROPERTY | 286 NORWOOD AVE | UST-19147 | Private Residence | 2 | 1984-10-09 | Abandoned | 500 | Other
CRANSTON | HELMET HIELSCH | 140 SHAW AVE | UST-18832 | Private Residence | 1 | 1984-10-09 | Permanently Closed | 2000 | Unknown
CRANSTON | HENRY MEJIA PRODUCTION, LLC | 589 RESERVOIR AVE | UST-4660 | Commercials | 1 | 1984-10-09 | Permanently Closed | 1000 | Gasoline
CRANSTON | HENRY MEJIA PRODUCTION, LLC | 589 RESERVOIR AVE | UST-4660 | Commercials | 2 | 1984-10-09 | Permanently Closed | 1000 | Gasoline
CRANSTON | HENRY MEJIA PRODUCTION, LLC | 589 RESERVOIR AVE | UST-4660 | Commercials | 3 | null | Permanently Closed | 500 | Waste Oil | Single Walled
CRANSTON | HERE AND THERE | 42 ROLFE ST | UST-16458 | Commercials | 1 | 1984-10-09 | Permanently Closed | 500 | Heating Oil No.2
CRANSTON | HIGHWAY GARAGE OF D.P.W. | 20 PHENIX AVE | UST-1106 | City/Town Government | 1 | 1950-06-01 | Permanently Closed | 10000 | Gasoline
CRANSTON | HIGHWAY GARAGE OF D.P.W. | 20 PHENIX AVE | UST-1106 | City/Town Government | 2 | 1955-06-01 | Permanently Closed | 10000 | Gasoline
CRANSTON | HIGHWAY GARAGE OF D.P.W. | 20 PHENIX AVE | UST-1106 | City/Town Government | 3 | 1971-06-01 | Permanently Closed | 10000 | Diesel
CRANSTON | HIGHWAY GARAGE OF D.P.W. | 20 PHENIX AVE | UST-1106 | City/Town Government | 4 | 1984-10-09 | Permanently Closed | 1000 | Waste Oil
CRANSTON | HIGHWAY GARAGE OF D.P.W. | 20 PHENIX AVE | UST-1106 | City/Town Government | 5 | 1984-10-09 | Permanently Closed | 2000 | Gasoline
CRANSTON | HIGHWAY GARAGE OF D.P.W. | 20 PHENIX AVE | UST-1106 | City/Town Government | 6 | 1984-10-09 | Permanently Closed | 5000 | Heating Oil No.2
CRANSTON | HIGHWAY GARAGE OF D.P.W. | 20 PHENIX AVE | UST-1106 | City/Town Government | 7 | 1984-10-09 | Permanently Closed | 11750 | Heating Oil No.2
CRANSTON | HIGHWAY GARAGE OF D.P.W. | 20 PHENIX AVE | UST-1106 | City/Town Government | 8 | 1984-10-09 | Permanently Closed | 2000 | Heating Oil No.6
CRANSTON | HOFFACKER CO./DIV RUSS-HOFFACKER | 1138 PONTIAC AVE | UST-2591 | Industrial | 1 | 1974-11-01 | Permanently Closed | 750 | Waste Oil
CRANSTON | HOFFACKER CO./DIV RUSS-HOFFACKER | 1138 PONTIAC AVE | UST-2591 | Industrial | 2 | 1963-05-01 | Permanently Closed | 500 | Unknown
CRANSTON | HOFFACKER CO./DIV RUSS-HOFFACKER | 1138 PONTIAC AVE | UST-2591 | Industrial | 3 | 1984-10-09 | Permanently Closed | 2000 | Heating Oil No.2
CRANSTON | HOFFACKER CO./DIV RUSS-HOFFACKER | 1138 PONTIAC AVE | UST-2591 | Industrial | 4 | 1984-10-09 | Permanently Closed | 2000 | Heating Oil No.2
CRANSTON | HONEYWELL SAFETY PRODUCTS | 2000 PLAINFIELD PIKE | UST-1832 | Industrial | 1 | 1974-05-01 | Permanently Closed | 30000 | Heating Oil No.6
CRANSTON | HONEYWELL SAFETY PRODUCTS | 2000 PLAINFIELD PIKE | UST-1832 | Industrial | 2 | 1974-05-01 | Permanently Closed | 3000 | Heating Oil No.2
CRANSTON | HOPE AUTO BODY | 1478 ELMWOOD AVE | UST-19261 | Commercials | 1 | 1976-06-01 | Permanently Closed | 350 | Diesel
CRANSTON | HOPE AUTO BODY | 1478 ELMWOOD AVE | UST-19261 | Commercials | 2 | 1976-06-01 | Permanently Closed | 500 | Heating Oil No.2
CRANSTON | HOPE AUTO BODY | 1478 ELMWOOD AVE | UST-19261 | Commercials | 3 | 1984-10-09 | Permanently Closed | 500 | Heating Oil No.2
CRANSTON | HOPE AUTO BODY | 1478 ELMWOOD AVE | UST-19261 | Commercials | 4 | 1984-10-09 | Permanently Closed | 3000 | Diesel
CRANSTON | HOPE AUTO BODY | 1478 ELMWOOD AVE | UST-19261 | Commercials | 5 | 1984-10-09 | Permanently Closed | 2000 | Gasoline
CRANSTON | HOPE HIGHLAND ELEMENTARY SCHOOL | 300 HOPE RD | UST-3415 | Education - Town | 1 | 1991-12-01 | In Use | 10000 | Heating Oil No.2
CRANSTON | HORTON SCHOOL | 1195 PARK AVE | UST-856 | Education - Town | 1 | 1995-01-01 | In Use | 5000 | Heating Oil No.2 | Double Walled
CRANSTON | HORTON SCHOOL | 1195 PARK AVE | UST-856 | Education - Town | 2 | 1984-10-09 | Permanently Closed | 5000 | Heating Oil No.4
CRANSTON | HOUSE OF STAINLESS DBA SCOTT BRASS INC. | 1637 ELMWOOD AVE | UST-3475 | Commercials | 1 | 1978-10-01 | Permanently Closed | 7500 | Heating Oil No.4
CRANSTON | HOWARD STREET PUMPING STATION | KENNY DR | UST-1092 | City/Town Government | 1 | 1976-04-01 | Permanently Closed | 1000 | Diesel
CRANSTON | HUDSON RESIDENTIAL PROPERTY | 121 VALERIE CT | UST-NR-9001 | Private Residence | 1 | null | Permanently Closed | 1000 | Heating Oil No.2
CRANSTON | HURD MOBIL | 548 RESERVOIR AVE | UST-1877 | Gasoline Station | 1 | 1984-10-09 | Permanently Closed | 4000 | Gasoline
CRANSTON | HURD MOBIL | 548 RESERVOIR AVE | UST-1877 | Gasoline Station | 2 | 1984-10-09 | Permanently Closed | 4000 | Gasoline
CRANSTON | HURD MOBIL | 548 RESERVOIR AVE | UST-1877 | Gasoline Station | 3 | 1984-10-09 | Permanently Closed | 4000 | Gasoline
CRANSTON | IANELLI PROPERTY | 2400 PLAINFIELD PIKE | UST-4884 | Commercials | 1 | null | Permanently Closed | 2000 | Heating Oil No.2 | Single Walled
CRANSTON | IMPERATORE STEEL ERECTORS | 1124 CRANSTON ST | UST-2685 | Commercials | 1 | 1984-10-09 | Permanently Closed | 10000 | Gasoline
CRANSTON | IMPERATORE STEEL ERECTORS | 1124 CRANSTON ST | UST-2685 | Commercials | 2 | 1984-10-09 | Permanently Closed | 10000 | Gasoline
CRANSTON | IMPERATORE STEEL ERECTORS | 1124 CRANSTON ST | UST-2685 | Commercials | 3 | 1984-10-09 | Permanently Closed | 10000 | Heating Oil No.2
CRANSTON | IMPERATORE STEEL ERECTORS | 1124 CRANSTON ST | UST-2685 | Commercials | 4 | 1984-10-09 | Permanently Closed | 20000 | Heating Oil No.2
CRANSTON | IMPERATORE STEEL ERECTORS | 1124 CRANSTON ST | UST-2685 | Commercials | 5 | 1984-10-09 | Permanently Closed | 20000 | Heating Oil No.2
CRANSTON | IMPERATORE STEEL ERECTORS | 1124 CRANSTON ST | UST-2685 | Commercials | 6 | 1984-10-09 | Permanently Closed | 20000 | Heating Oil No.2
CRANSTON | IMPERATORE STEEL ERECTORS | 1124 CRANSTON ST | UST-2685 | Commercials | 7 | 1984-10-09 | Permanently Closed | 10000 | Heating Oil No.2
CRANSTON | IMPERATORE STEEL ERECTORS | 1124 CRANSTON ST | UST-2685 | Commercials | 8 | 1984-10-09 | Permanently Closed | 10000 | Heating Oil No.2
CRANSTON | IMPERATORE STEEL ERECTORS | 1124 CRANSTON ST | UST-2685 | Commercials | 9 | 1984-10-09 | Permanently Closed | 10000 | Heating Oil No.2
CRANSTON | IMPERATORE STEEL ERECTORS | 1124 CRANSTON ST | UST-2685 | Commercials | 10 | 1984-10-09 | Permanently Closed | 5000 | Heating Oil No.2
CRANSTON | IMPERATORE STEEL ERECTORS | 1124 CRANSTON ST | UST-2685 | Commercials | 11 | 1984-10-09 | Permanently Closed | 5000 | Heating Oil No.2
CRANSTON | IMPERATURE STEEL ERECTORS | 14 FIELD ST | UST-2589 | Commercials | 1 | 1976-03-01 | Permanently Closed | 1500 | Gasoline
CRANSTON | IMPERATURE STEEL ERECTORS | 14 FIELD ST | UST-2589 | Commercials | 2 | 1976-03-01 | Permanently Closed | 500 | Diesel
CRANSTON | JADCO PROPERTIES, LLC | 17 FLETCHER AVE | UST-3975 | Commercials | 1 | 1984-10-09 | Permanently Closed | 1000 | Diesel
CRANSTON | JADCO PROPERTIES, LLC | 17 FLETCHER AVE | UST-3975 | Commercials | 2 | 1984-10-09 | Permanently Closed | 1000 | Diesel
CRANSTON | JANE MANZI RESIDENTIAL PROPERTY | 196 WENTWORTH AVE | UST-3976 | Private Residence | 1 | 1984-10-09 | Abandoned | 1000 | Heating Oil No.2
CRANSTON | JENNINGS BROS., INC. | 5 GARDEN CITY DR | UST-1045 | Commercials | 1 | 1968-04-01 | Permanently Closed | 6000 | Gasoline
CRANSTON | JENNINGS BROS., INC. | 5 GARDEN CITY DR | UST-1045 | Commercials | 2 | 1968-04-01 | Permanently Closed | 6000 | Gasoline
CRANSTON | JENNINGS BROS., INC. | 5 GARDEN CITY DR | UST-1045 | Commercials | 3 | 1968-04-01 | Permanently Closed | 6000 | Gasoline
CRANSTON | JENNINGS BROS., INC. | 5 GARDEN CITY DR | UST-1045 | Commercials | 4 | 1968-04-01 | Permanently Closed | 6000 | Gasoline
CRANSTON | JGB REALTY LLC | 1441 PARK AVE | UST-4302 | Commercials | 1 | 1984-10-09 | Permanently Closed | 275 | Heating Oil No.2
CRANSTON | JGB REALTY LLC | 1441 PARK AVE | UST-4302 | Commercials | 2 | 1984-10-09 | Permanently Closed | 1000 | Heating Oil No.2
CRANSTON | JIFFY LUBE-KAROT INC | 1440 PARK AVE | UST-3098 | Commercials | 1 | 1986-11-01 | Permanently Closed | 3000 | Waste Oil
CRANSTON | JIFFY LUBE-KAROT INC | 1440 PARK AVE | UST-3098 | Commercials | 2 | 1986-11-01 | Permanently Closed | 3000 | Motor Oil
CRANSTON | JIFFY LUBE-KAROT INC | 1440 PARK AVE | UST-3098 | Commercials | 3 | 1986-11-01 | Permanently Closed | 3000 | Motor Oil
CRANSTON | JOE AND SON'S SERVICE | 855 ATWOOD AVE | UST-3183 | Gasoline Station | 1 | 1965-02-01 | Permanently Closed | 3000 | Gasoline
CRANSTON | JOE AND SON'S SERVICE | 855 ATWOOD AVE | UST-3183 | Gasoline Station | 2 | 1965-02-01 | Permanently Closed | 5000 | Gasoline
CRANSTON | JOE AND SON'S SERVICE | 855 ATWOOD AVE | UST-3183 | Gasoline Station | 3 | 1965-02-01 | Permanently Closed | 5000 | Gasoline
CRANSTON | JOE AND SON'S SERVICE | 855 ATWOOD AVE | UST-3183 | Gasoline Station | 4 | 1965-02-01 | Permanently Closed | 2000 | Diesel
CRANSTON | JOE AND SON'S SERVICE | 855 ATWOOD AVE | UST-3183 | Gasoline Station | 5 | 1984-10-09 | Permanently Closed | 1000 | Not Listed
CRANSTON | JOE AND SON'S SERVICE | 855 ATWOOD AVE | UST-3183 | Gasoline Station | 6 | 1998-04-01 | In Use | 10000 | Gasoline | Double Walled | 2019-05-15
CRANSTON | JOE AND SON'S SERVICE | 855 ATWOOD AVE | UST-3183 | Gasoline Station | 7 | 1998-04-01 | In Use | 6000 | Gasoline | Double Walled | 2019-05-15
CRANSTON | JOE AND SON'S SERVICE | 855 ATWOOD AVE | UST-3183 | Gasoline Station | 8 | 1998-04-01 | In Use | 4000 | Diesel | Double Walled | 2019-05-15
CRANSTON | JOE AND SON'S SERVICE | 855 ATWOOD AVE | UST-3183 | Gasoline Station | 9 | 1984-10-09 | Permanently Closed | 500 | Heating Oil No.2
CRANSTON | JOE CONNETTA | 441 DYER AVE | UST-16414 | Other | 1 | 1984-10-09 | Permanently Closed | 2000 | Gasoline
CRANSTON | JOE CONNETTA | 441 DYER AVE | UST-16414 | Other | 2 | 1984-10-09 | Permanently Closed | 2000 | Gasoline
CRANSTON | JOE CONNETTA | 441 DYER AVE | UST-16414 | Other | 3 | 1984-10-09 | Permanently Closed | 2000 | Gasoline
CRANSTON | JOHN R. CASEY, INC. | 300 STATION ST | UST-1050 | Industrial | 1 | 1984-10-09 | Permanently Closed | 2000 | Diesel
CRANSTON | JOHN R. STUART | 80 HOLLYHOCK DR | UST-2358 | Private Residence | 1 | 1980-04-01 | In Use | 1500 | Heating Oil No.2
CRANSTON | JOHN SHERER'S NATIONAL CAR SALES | 615 RESERVOIR AVE | UST-1892 | Commercials | 1 | 1983-05-01 | Permanently Closed | 4000 | Gasoline
CRANSTON | JOHN SHERER'S NATIONAL CAR SALES | 615 RESERVOIR AVE | UST-1892 | Commercials | 2 | 1983-05-01 | Permanently Closed | 500 | Waste Oil
CRANSTON | JOHNNY D'S SERVICE STATION | 1400 CRANSTON ST | UST-2255 | Gasoline Station | 1 | 1962-04-01 | Permanently Closed | 4000 | Gasoline
CRANSTON | JOHNNY D'S SERVICE STATION | 1400 CRANSTON ST | UST-2255 | Gasoline Station | 2 | 1962-04-01 | Permanently Closed | 3000 | Gasoline
CRANSTON | JOHNNY D'S SERVICE STATION | 1400 CRANSTON ST | UST-2255 | Gasoline Station | 3 | 1962-04-01 | Permanently Closed | 3000 | Gasoline
CRANSTON | JOHNNY D'S SERVICE STATION | 1400 CRANSTON ST | UST-2255 | Gasoline Station | 4 | 1962-04-01 | Permanently Closed | 1000 | Waste Oil
CRANSTON | JOHNSON & WALES UNIVERSITY | HARBORSIDE BLVD | UST-19211 | Education Private | 1 | 1984-10-09 | Permanently Closed | 5000 | Heating Oil No.4
CRANSTON | JOHNSON & WALES UNIVERSITY | HARBORSIDE BLVD | UST-19211 | Education Private | 2 | 1984-10-09 | Permanently Closed | 5000 | Heating Oil No.6
CRANSTON | JOHNSON AND WALES | 135 NORWOOD AVE | UST-4526 | Multiple Residence | 1 | 1984-10-09 | Permanently Closed | 1000 | Heating Oil No.2
CRANSTON | JONES-WALTON-SHERIDAN FUNERAL HOME | 1895 BROAD ST | UST-3881 | Commercials | 1 | 1984-10-09 | Permanently Closed | 1000 | Gasoline
CRANSTON | JONES-WALTON-SHERIDAN FUNERAL HOME | 1895 BROAD ST | UST-3881 | Commercials | 2 | 1984-10-09 | Tank Not Found | 250 | Heating Oil No.2
CRANSTON | JOSEPH & LESLEY URGO | 179 SHAW AVE | UST-18781 | Private Residence | 1 | 1984-10-09 | Permanently Closed | 2000 | Unknown
CRANSTON | JSA TERMINALS, INC. | 125 CARLSBAD ST | UST-1906 | Industrial | 1 | 1984-10-09 | Permanently Closed | 4000 | Diesel
CRANSTON | JSA TERMINALS, INC. | 125 CARLSBAD ST | UST-1906 | Industrial | 2 | 1984-10-09 | Permanently Closed | 1000 | Waste Oil
CRANSTON | JSA TERMINALS, INC. | 125 CARLSBAD ST | UST-1906 | Industrial | 3 | 1984-10-09 | Permanently Closed | 2500 | Gasoline
CRANSTON | K-MART #7452 | 1441 ELMWOOD AVE | UST-1824 | Commercials | 1 | 1982-04-01 | Permanently Closed | 1000 | Waste Oil
CRANSTON | KAMALIAN REALTY PROPERTY | 178 NORWOOD AVE | UST-4477 | Commercials | 1 | 1984-10-09 | Permanently Closed | 1000 | Heating Oil No.2
CRANSTON | KATTAN MARKET | 644 OAKLAWN AVE | UST-305 | Gasoline Station | 1 | 1974-03-01 | Permanently Closed | 5000 | Gasoline
CRANSTON | KATTAN MARKET | 644 OAKLAWN AVE | UST-305 | Gasoline Station | 2 | 1990-03-14 | In Use | 10000 | Gasoline | Double Walled | 2019-07-03
CRANSTON | KATTAN MARKET | 644 OAKLAWN AVE | UST-305 | Gasoline Station | 3 | 1974-03-01 | Permanently Closed | 10000 | Gasoline
CRANSTON | KATTAN MARKET | 644 OAKLAWN AVE | UST-305 | Gasoline Station | 4 | 1990-03-14 | In Use | 10000 | Gasoline | Double Walled | 2019-07-03
CRANSTON | KATTAN MARKET | 644 OAKLAWN AVE | UST-305 | Gasoline Station | 5 | 1974-03-01 | Permanently Closed | 10000 | Gasoline
CRANSTON | KATTAN MARKET | 644 OAKLAWN AVE | UST-305 | Gasoline Station | 6 | 1990-03-14 | In Use | 5000 | Diesel | Double Walled | 2019-07-03
CRANSTON | KATTAN MARKET | 644 OAKLAWN AVE | UST-305 | Gasoline Station | 7 | 1984-10-09 | Permanently Closed | 1000 | Heating Oil No.2
CRANSTON | KATTAN MARKET | 644 OAKLAWN AVE | UST-305 | Gasoline Station | 8 | 1984-10-09 | Permanently Closed | 550 | Heating Oil No.2
CRANSTON | KEEMA OIL SERVICE | 365 WELLINGTON AVE | UST-726 | Commercials | 1 | 1968-04-01 | Permanently Closed | 1000 | Heating Oil No.2
CRANSTON | KEEMA OIL SERVICE | 365 WELLINGTON AVE | UST-726 | Commercials | 2 | 1968-04-01 | Permanently Closed | 500 | Heating Oil No.2
CRANSTON | KERNAN PROPERTIES | 750 WELLINGTON AVE | UST-2601 | Commercials | 1 | 1984-10-09 | Permanently Closed | 3000 | Heating Oil No.2
CRANSTON | KERNAN PROPERTIES | 750 WELLINGTON AVE | UST-2601 | Commercials | 2 | 1984-10-09 | Permanently Closed | 3000 | Heating Oil No.2
CRANSTON | KERNAN PROPERTIES | 750 WELLINGTON AVE | UST-2601 | Commercials | 3 | 1984-10-09 | Permanently Closed | 2000 | Heating Oil No.2
CRANSTON | KERNAN PROPERTIES | 750 WELLINGTON AVE | UST-2601 | Commercials | 4 | 1984-10-09 | Permanently Closed | 3000 | Other
CRANSTON | KERNAN PROPERTIES | 750 WELLINGTON AVE | UST-2601 | Commercials | 5 | 1984-10-09 | Permanently Closed | 2000 | Gasoline
CRANSTON | KNIGHTSVILLE SUPER SERVICE | 1487 PARK AVE | UST-320 | Gasoline Station | 1 | 1978-03-01 | Permanently Closed | 4000 | Gasoline
CRANSTON | KNIGHTSVILLE SUPER SERVICE | 1487 PARK AVE | UST-320 | Gasoline Station | 2 | 1978-03-01 | Permanently Closed | 4000 | Diesel
CRANSTON | KNIGHTSVILLE SUPER SERVICE | 1487 PARK AVE | UST-320 | Gasoline Station | 3 | 1978-03-01 | Permanently Closed | 4000 | Gasoline
CRANSTON | KNIGHTSVILLE SUPER SERVICE | 1487 PARK AVE | UST-320 | Gasoline Station | 4 | 1981-03-01 | Permanently Closed | 6000 | Gasoline
CRANSTON | KNIGHTSVILLE SUPER SERVICE | 1487 PARK AVE | UST-320 | Gasoline Station | 5 | 1984-03-01 | Permanently Closed | 500 | Waste Oil
CRANSTON | LAPOLLA MOTOR SALESL, INC. | 1591 CRANSTON ST | UST-4409 | Commercials | 1 | 1984-10-09 | Permanently Closed | 2500 | Gasoline
CRANSTON | LAPOLLA MOTOR SALESL, INC. | 1591 CRANSTON ST | UST-4409 | Commercials | 2 | 1984-10-09 | Permanently Closed | 2500 | Gasoline
CRANSTON | LAW OFFICE OF LOIS IANNONE | 995 PARK AVE | UST-4121 | Commercials | 1 | 1984-10-09 | Permanently Closed | 1000 | Heating Oil No.2
CRANSTON | LENARD VALVE COMPANY, INC. | 1360 ELMWOOD AVE | UST-16148 | Commercials | 1 | 1984-10-09 | Permanently Closed | 10000 | Heating Oil No.2
CRANSTON | LEONARD VALVE CO., INC. | 1360 ELMWOOD AVE | UST-16567 | Private Residence | 1 | 1984-10-09 | Permanently Closed | 1500 | Heating Oil No.2
CRANSTON | LICHT INDUSTRIAL REALTY CO. | 1471 ELMWOOD AVE | UST-15731 | Commercials | 1 | 1964-06-01 | Permanently Closed | 1000 | Gasoline
CRANSTON | LICHT INDUSTRIAL REALTY CO. | 1471 ELMWOOD AVE | UST-15731 | Commercials | 2 | 1964-06-01 | Permanently Closed | 5000 | Heating Oil No.4
CRANSTON | LICHT INDUSTRIAL REALTY CO. | 1471 ELMWOOD AVE | UST-15731 | Commercials | 3 | 1984-10-09 | Permanently Closed | 1000 | Gasoline
CRANSTON | LICHT INDUSTRIAL REALTY CO. | 1471 ELMWOOD AVE | UST-15731 | Commercials | 4 | 1984-10-09 | Permanently Closed | 1000 | Diesel
CRANSTON | LICHT INDUSTRIAL REALTY CO. | 1471 ELMWOOD AVE | UST-15731 | Commercials | 5 | 1984-10-09 | Permanently Closed | 10000 | Heating Oil No.6
CRANSTON | LICHT INDUSTRIAL REALTY CO. | 1471 ELMWOOD AVE | UST-15731 | Commercials | 6 | 1984-10-09 | Permanently Closed | 10000 | Heating Oil No.6
CRANSTON | LOCUST GLEN GARDENS | 235 WILBUR AVE | UST-15544 | Commercials | 1 | 1984-10-09 | Permanently Closed | 1000 | Heating Oil No.2
CRANSTON | LUCKY MART, LLC | 880 OAKLAWN AVE | UST-605 | Gasoline Station | 1 | 1982-04-01 | Permanently Closed | 10000 | Gasoline
CRANSTON | LUCKY MART, LLC | 880 OAKLAWN AVE | UST-605 | Gasoline Station | 2 | 1996-01-01 | In Use | 10000 | Gasoline | Double Walled | 2019-03-11
CRANSTON | LUCKY MART, LLC | 880 OAKLAWN AVE | UST-605 | Gasoline Station | 3 | 1982-04-01 | Permanently Closed | 10000 | Gasoline
CRANSTON | LUCKY MART, LLC | 880 OAKLAWN AVE | UST-605 | Gasoline Station | 4 | 1996-01-01 | In Use | 10000 | Gasoline | Double Walled | 2019-03-11
CRANSTON | LUCKY MART, LLC | 880 OAKLAWN AVE | UST-605 | Gasoline Station | 5 | 1982-04-01 | Permanently Closed | 10000 | Gasoline
CRANSTON | LUCKY MART, LLC | 880 OAKLAWN AVE | UST-605 | Gasoline Station | 6 | 1996-01-01 | In Use | 10000 | Diesel | Double Walled | 2019-03-11
CRANSTON | LUCKY MART, LLC | 880 OAKLAWN AVE | UST-605 | Gasoline Station | 7 | 1984-10-09 | Permanently Closed | 500 | Waste Oil
CRANSTON | LUCKY MART, LLC | 880 OAKLAWN AVE | UST-605 | Gasoline Station | 8 | 1984-10-09 | Permanently Closed | 1000 | Heating Oil No.2
CRANSTON | LUIGI & CELESTE ACETO PROPERTY | 1287 CRANSTON ST | UST-19024 | Commercials | 1 | 1984-10-09 | Permanently Closed | 500 | Heating Oil No.2
CRANSTON | LUNDWALL MACHINE COMPANY | 1150 PONTIAC AVE | UST-2885 | Commercials | 1 | 1950-11-01 | Permanently Closed | 1000 | Heating Oil No.2
CRANSTON | MAACO AUTO SERVICE | 1452 PARK AVE | UST-1036 | Gasoline Station | 1 | 1984-10-09 | Permanently Closed | 3000 | Gasoline
CRANSTON | MAACO AUTO SERVICE | 1452 PARK AVE | UST-1036 | Gasoline Station | 2 | 1984-10-09 | Permanently Closed | 500 | Heating Oil No.2
CRANSTON | MACERA BROS. OF CRANSTON, INC. | 511 PIPPIN ORCHARD RD | UST-2851 | Industrial | 1 | 1977-06-01 | Permanently Closed | 6000 | Diesel
CRANSTON | MACERA BROS. OF CRANSTON, INC. | 511 PIPPIN ORCHARD RD | UST-2851 | Industrial | 2 | 1978-08-01 | Permanently Closed | 5000 | Diesel
CRANSTON | MACERA BROS. OF CRANSTON, INC. | 511 PIPPIN ORCHARD RD | UST-2851 | Industrial | 3 | 1981-06-01 | Permanently Closed | 2000 | Gasoline
CRANSTON | MACERA BROS. OF CRANSTON, INC. | 511 PIPPIN ORCHARD RD | UST-2851 | Industrial | 4 | 1981-06-01 | Permanently Closed | 2000 | Gasoline
CRANSTON | MAGNONE RESIDENCE | 244 ELENA ST | UST-4990 | Private Residence | 1 | null | Permanently Closed | 2000 | Heating Oil No.2 | Single Walled
CRANSTON | MALCOM DANIELS COMMERCIAL PROPERTY | 250 AUBURN ST | UST-3920 | Commercials | 1 | 1984-10-09 | Permanently Closed | 1000 | Heating Oil No.2
CRANSTON | MARDEN APARTMENTS | 49 MARDEN ST | UST-19202 | Commercials | 1 | 1984-10-09 | Permanently Closed | 1000 | Heating Oil No.2
CRANSTON | MATTHEWS OIL COMPANY | 855 DYER AVE | UST-4679 | Commercials | 1 | 1984-10-09 | Permanently Closed | 1000 | Heating Oil No.2 | Single Walled
CRANSTON | MAY ENGINEERING | 51 WASHINGTON AVE | UST-16895 | Commercials | 1 | 1984-10-09 | Permanently Closed | 5000 | Heating Oil No.6
CRANSTON | MAYFLOWER PUMPING STATION | 140 MAYFLOWER DR | UST-1094 | City/Town Government | 1 | 1984-04-01 | Permanently Closed | 2000 | Diesel
CRANSTON | MCDONALD'S CORPORATION | 923 CRANSTON ST | UST-15051 | Commercials | 1 | 1984-10-09 | Permanently Closed | 5000 | Heating Oil No.2
CRANSTON | MCDONALD'S CORPORATION | 923 CRANSTON ST | UST-15051 | Commercials | 2 | 1984-10-09 | Permanently Closed | 10000 | Heating Oil No.2
CRANSTON | MCDONALD'S CORPORATION | 923 CRANSTON ST | UST-15051 | Commercials | 3 | 1984-10-09 | Permanently Closed | 1000 | Heating Oil No.2
CRANSTON | MCFADDEN REALTY | 1744 CRANSTON ST | UST-2911 | Commercials | 1 | 1984-10-09 | Permanently Closed | 1000 | Heating Oil No.2 | Single Walled
CRANSTON | MCLAUGHLIN & MORAN, INC. | 40 SLATER RD | UST-19257 | Commercials | 1 | 1989-08-01 | In Use | 500 | Mixture
CRANSTON | MEDEIROS RESIDENCE | 2840 PLAINFIELD PIKE | UST-18989 | Private Residence | 1 | 1984-10-09 | Permanently Closed | 2000 | Heating Oil No.2
CRANSTON | MEDICAL ARTS BUILDING | 989 RESERVOIR AVE | UST-19177 | Commercials | 1 | 1984-10-09 | Permanently Closed | 500 | Heating Oil No.2
CRANSTON | MELONE PROPERTY | 789 PARK AVE | UST-4025 | Commercials | 1 | 1984-10-09 | Permanently Closed | 2000 | Heating Oil No.2
CRANSTON | MELRAY AUTO SALES | 1769 CRANSTON ST | UST-19076 | Commercials | 1 | 1984-10-09 | Permanently Closed | 1000 | Gasoline
CRANSTON | MELRAY AUTO SALES | 1769 CRANSTON ST | UST-19076 | Commercials | 2 | 1984-10-09 | Permanently Closed | 1000 | Gasoline
CRANSTON | MESHANTICUT PARK CHURCH | 180 OAKLAWN AVE | UST-980 | Other | 1 | 1957-04-01 | Permanently Closed | 2000 | Heating Oil No.2
CRANSTON | MESHANTICUT VISTA | 225 NEW LONDON AVE | UST-3754 | Commercials | 1 | 1984-10-09 | Permanently Closed | 500 | Diesel
CRANSTON | MHRH CENTRAL GARAGE, BUILDING #78 | 6 PARK HILL RD | UST-18319 | State Government | 1 | 1984-10-09 | Permanently Closed | 3000 | Diesel
CRANSTON | MHRH CENTRAL GARAGE, BUILDING #78 | 6 PARK HILL RD | UST-18319 | State Government | 2 | 1984-10-09 | Permanently Closed | 1000 | Gasoline
CRANSTON | MIKE DECESARE | 10 LOVELL ST | UST-15587 | Commercials | 1 | 1984-10-09 | Permanently Closed | 1000 | Heating Oil No.2
CRANSTON | MIKE DECESARE | 10 LOVELL ST | UST-15587 | Commercials | 2 | 1984-10-09 | Permanently Closed | 2000 | Gasoline
CRANSTON | MIKE DECESARE | 10 LOVELL ST | UST-15587 | Commercials | 3 | 1984-10-09 | Permanently Closed | 1000 | Heating Oil No.2
CRANSTON | MIKE DECESARE | 10 LOVELL ST | UST-15587 | Commercials | 4 | 1984-10-09 | Permanently Closed | 500 | Gasoline
CRANSTON | MILLER'S CROSSING | 43 BALD HILL RD | UST-4640 | Commercials | 1 | 1984-10-09 | Permanently Closed | 275 | Heating Oil No.2
CRANSTON | MILLER'S CROSSING | 43 BALD HILL RD | UST-4640 | Commercials | 2 | 1984-10-09 | Permanently Closed | 275 | Heating Oil No.2
CRANSTON | MISTOS HARDWARE | 1288 CRANSTON ST | UST-17398 | Commercials | 1 | 1984-10-09 | Permanently Closed | 1000 | Heating Oil No.2
CRANSTON | MOFFIT RESIDENTIAL PROPERTY | 65 RALLS DR | UST-3989 | Private Residence | 1 | 1984-10-09 | Permanently Closed | 5980 | Heating Oil No.2
CRANSTON | MR. & MRS. JOSEPH AMARAL | 816 PARK AVE | UST-16661 | Commercials | 1 | 1984-10-09 | Permanently Closed | 500 | Waste Oil
CRANSTON | MR. & MRS. JOSEPH AMARAL | 816 PARK AVE | UST-16661 | Commercials | 2 | 1984-10-09 | Permanently Closed | 500 | Heating Oil No.2
CRANSTON | MR. & MRS. JOSEPH AMARAL | 816 PARK AVE | UST-16661 | Commercials | 3 | 1984-10-09 | Permanently Closed | 4000 | Diesel
CRANSTON | MR. & MRS. JOSEPH AMARAL | 816 PARK AVE | UST-16661 | Commercials | 4 | 1984-10-09 | Permanently Closed | 4000 | Kerosene
CRANSTON | MR. & MRS. JOSEPH AMARAL | 816 PARK AVE | UST-16661 | Commercials | 5 | 1984-10-09 | Permanently Closed | 2000 | Gasoline
CRANSTON | MR. & MRS. JOSEPH AMARAL | 816 PARK AVE | UST-16661 | Commercials | 6 | 1984-10-09 | Permanently Closed | 2000 | Gasoline
CRANSTON | MT PROFESSIONAL OFFICES, INC. | 1200 RESERVOIR AVE | UST-4278 | Commercials | 1 | 1984-10-09 | Permanently Closed | 500 | Heating Oil No.2
CRANSTON | NARDOLILLO FUNERAL HOME, INC. | 1278 PARK AVE | UST-2310 | Other | 1 | 1954-07-01 | Permanently Closed | 500 | Heating Oil No.2
CRANSTON | NARDOLILLO FUNERAL HOME, INC. | 1278 PARK AVE | UST-2310 | Other | 2 | 1960-07-01 | Permanently Closed | 1000 | Heating Oil No.2
CRANSTON | NATIVE POULTRY | 69 FLETCHER AVE | UST-15671 | Commercials | 1 | 1984-10-09 | Permanently Closed | 4000 | Diesel
CRANSTON | NATIVE POULTRY | 69 FLETCHER AVE | UST-15671 | Commercials | 2 | 1984-10-09 | Permanently Closed | 4000 | Diesel
CRANSTON | NECG #68619 | 899 PONTIAC AVE | UST-446 | Gasoline Station | 1 | 1982-04-01 | Permanently Closed | 8000 | Gasoline | Single Walled
CRANSTON | NECG #68619 | 899 PONTIAC AVE | UST-446 | Gasoline Station | 2 | 1982-04-01 | Permanently Closed | 8000 | Gasoline | Single Walled
CRANSTON | NECG #68619 | 899 PONTIAC AVE | UST-446 | Gasoline Station | 3 | 1982-04-01 | Permanently Closed | 8000 | Gasoline | Single Walled
CRANSTON | NECG #68619 | 899 PONTIAC AVE | UST-446 | Gasoline Station | 4 | 1982-04-01 | Permanently Closed | 510 | Heating Oil No.2
CRANSTON | NECG #68619 | 899 PONTIAC AVE | UST-446 | Gasoline Station | 5 | 1956-04-01 | Permanently Closed | 550 | Waste Oil
CRANSTON | NEW PENN MOTOR EXPRESS, LLC | 2112 PLAINFIELD PIKE | UST-3219 | Commercials | 1 | 1990-06-01 | In Use | 12000 | Diesel | Double Walled | 2005-10-18
CRANSTON | NHD, NATIONAL HARDGOODS DIST., INC. | 1015 CRANSTON ST | UST-2600 | Commercials | 1 | 1960-06-01 | Permanently Closed | 2000 | Heating Oil No.2
CRANSTON | NICOLA MATTIELLO | 717 ATWOOD AVE | UST-16490 | Commercials | 1 | 1984-10-09 | Permanently Closed | 500 | Heating Oil No.2
CRANSTON | NORTH AMERICAN VAN LINES | 61 COMSTOCK PKWY | UST-4287 | Commercials | 1 | 1984-10-09 | Permanently Closed | 500 | Waste Oil
CRANSTON | NORWOOD INVESTMENT ASSOC.-PROPERTY #1 | 150 NORWOOD AVE | UST-3944 | Multiple Residence | 1 | 1984-10-09 | Permanently Closed | 3000 | Heating Oil No.2
CRANSTON | NORWOOD INVESTMENT ASSOC.-PROPERTY #2 | 153 NORWOOD AVE | UST-3945 | Multiple Residence | 1 | 1984-10-09 | Permanently Closed | 3000 | Heating Oil No.2
CRANSTON | O. AHLBORG & SONS, INC. | 48 MOLTER ST | UST-1645 | Commercials | 1 | 1984-10-09 | Permanently Closed | 1000 | Gasoline
CRANSTON | OAKLAWN BAPTIST CHURCH | 229 WILBUR AVE | UST-16982 | Other | 1 | 1984-10-09 | Permanently Closed | 1000 | Heating Oil No.2
CRANSTON | OAKLAWN EXPRESS LLC | 908 OAKLAWN AVE | UST-788 | Gasoline Station | 1 | 1961-04-01 | Permanently Closed | 4000 | Gasoline
CRANSTON | OAKLAWN EXPRESS LLC | 908 OAKLAWN AVE | UST-788 | Gasoline Station | 2 | 1989-10-01 | Permanently Closed | 12000 | Gasoline | Double Walled
CRANSTON | OAKLAWN EXPRESS LLC | 908 OAKLAWN AVE | UST-788 | Gasoline Station | 3 | 1961-04-01 | Permanently Closed | 4000 | Gasoline
CRANSTON | OAKLAWN EXPRESS LLC | 908 OAKLAWN AVE | UST-788 | Gasoline Station | 4 | 1989-10-01 | Permanently Closed | 12000 | Gasoline | Double Walled
CRANSTON | OAKLAWN EXPRESS LLC | 908 OAKLAWN AVE | UST-788 | Gasoline Station | 5 | 1961-04-01 | Permanently Closed | 4000 | Gasoline
CRANSTON | OAKLAWN EXPRESS LLC | 908 OAKLAWN AVE | UST-788 | Gasoline Station | 6 | 1989-10-01 | Permanently Closed | 12000 | Gasoline | Double Walled
CRANSTON | OAKLAWN EXPRESS LLC | 908 OAKLAWN AVE | UST-788 | Gasoline Station | 7 | 1970-04-01 | Permanently Closed | 8000 | Gasoline
CRANSTON | OAKLAWN EXPRESS LLC | 908 OAKLAWN AVE | UST-788 | Gasoline Station | 8 | 1961-02-01 | Permanently Closed | 500 | Waste Oil
CRANSTON | OAKLAWN EXPRESS LLC | 908 OAKLAWN AVE | UST-788 | Gasoline Station | 9 | 1989-11-01 | Permanently Closed | 1000 | Waste Oil | Double Walled
CRANSTON | OAKLAWN EXPRESS LLC | 908 OAKLAWN AVE | UST-788 | Gasoline Station | 10 | 1961-02-01 | Permanently Closed | 500 | Heating Oil No.2
CRANSTON | OAKLAWN EXPRESS LLC | 908 OAKLAWN AVE | UST-788 | Gasoline Station | 11 | 1989-11-01 | Permanently Closed | 1000 | Heating Oil No.2 | Double Walled
CRANSTON | OAKLAWN EXXON SERVICE STATION | 1195 OAKLAWN AVE | UST-1265 | Gasoline Station | 1 | 1968-06-01 | Permanently Closed | 4000 | Diesel
CRANSTON | OAKLAWN EXXON SERVICE STATION | 1195 OAKLAWN AVE | UST-1265 | Gasoline Station | 2 | 1989-03-01 | Permanently Closed | 12000 | Gasoline | Single Walled
CRANSTON | OAKLAWN EXXON SERVICE STATION | 1195 OAKLAWN AVE | UST-1265 | Gasoline Station | 3 | 1968-06-01 | Permanently Closed | 6000 | Gasoline
CRANSTON | OAKLAWN EXXON SERVICE STATION | 1195 OAKLAWN AVE | UST-1265 | Gasoline Station | 4 | 1989-03-01 | Permanently Closed | 10000 | Gasoline | Single Walled
CRANSTON | OAKLAWN EXXON SERVICE STATION | 1195 OAKLAWN AVE | UST-1265 | Gasoline Station | 5 | 1968-06-01 | Permanently Closed | 6000 | Gasoline
CRANSTON | OAKLAWN EXXON SERVICE STATION | 1195 OAKLAWN AVE | UST-1265 | Gasoline Station | 6 | 1989-03-01 | Permanently Closed | 10000 | Diesel | Single Walled
CRANSTON | OAKLAWN EXXON SERVICE STATION | 1195 OAKLAWN AVE | UST-1265 | Gasoline Station | 7 | 1968-06-01 | Permanently Closed | 5000 | Diesel
CRANSTON | OAKLAWN EXXON SERVICE STATION | 1195 OAKLAWN AVE | UST-1265 | Gasoline Station | 8 | 1989-03-01 | Permanently Closed | 6000 | Gasoline | Single Walled
CRANSTON | OAKLAWN EXXON SERVICE STATION | 1195 OAKLAWN AVE | UST-1265 | Gasoline Station | 9 | 1984-10-09 | Permanently Closed | 6000 | Diesel
CRANSTON | OAKLAWN EXXON SERVICE STATION | 1195 OAKLAWN AVE | UST-1265 | Gasoline Station | 10 | 1989-03-01 | Permanently Closed | 1000 | Heating Oil No.2
CRANSTON | OAKLAWN EXXON SERVICE STATION | 1195 OAKLAWN AVE | UST-1265 | Gasoline Station | 11 | 1984-10-09 | Permanently Closed | 1000 | Heating Oil No.2
CRANSTON | OAKLAWN EXXON SERVICE STATION | 1195 OAKLAWN AVE | UST-1265 | Gasoline Station | 12 | 1984-10-09 | Permanently Closed | 2000 | Diesel
CRANSTON | OAKLAWN EXXON SERVICE STATION | 1195 OAKLAWN AVE | UST-1265 | Gasoline Station | 13 | 1989-03-01 | Permanently Closed | 1000 | Waste Oil | Single Walled
CRANSTON | OAKLAWN EXXON SERVICE STATION | 1195 OAKLAWN AVE | UST-1265 | Gasoline Station | 14 | 1984-10-09 | Permanently Closed | 1000 | Waste Oil
CRANSTON | OAKLAWN EXXON SERVICE STATION | 1195 OAKLAWN AVE | UST-1265 | Gasoline Station | 15 | 1984-10-09 | Permanently Closed | 5000 | Unknown
CRANSTON | OAKLAWN EXXON SERVICE STATION | 1195 OAKLAWN AVE | UST-1265 | Gasoline Station | 16 | 1984-10-09 | Permanently Closed | 5000 | Heating Oil No.2
CRANSTON | OAKLAWN SCHOOL | 36 STONEHAM AVE | UST-863 | Education - Town | 1 | 1984-10-09 | Permanently Closed | 5000 | Heating Oil No.2
CRANSTON | OCEAN STATE MOBIL | 1282 ELMWOOD AVE | UST-1139 | Gasoline Station | 1 | 1984-10-09 | Permanently Closed | 3000 | Gasoline
CRANSTON | OCEAN STATE MOBIL | 1282 ELMWOOD AVE | UST-1139 | Gasoline Station | 2 | 1984-10-09 | Permanently Closed | 3000 | Gasoline
CRANSTON | OCEAN STATE MOBIL | 1282 ELMWOOD AVE | UST-1139 | Gasoline Station | 3 | 1984-10-09 | Permanently Closed | 4000 | Gasoline
CRANSTON | OCEAN STATE MOBIL | 1282 ELMWOOD AVE | UST-1139 | Gasoline Station | 4 | 1984-10-09 | Permanently Closed | 4000 | Gasoline
CRANSTON | OCEAN STATE MOBIL | 1282 ELMWOOD AVE | UST-1139 | Gasoline Station | 5 | 1984-10-09 | Permanently Closed | 500 | Heating Oil No.2
CRANSTON | OCEAN STATE MOBIL | 1282 ELMWOOD AVE | UST-1139 | Gasoline Station | 6 | 1984-10-09 | Permanently Closed | 500 | Waste Oil
CRANSTON | OCEAN STATE MOBIL | 1282 ELMWOOD AVE | UST-1139 | Gasoline Station | 7 | 1985-04-01 | Permanently Closed | 6000 | Gasoline | Single Walled | 1993-09-28
CRANSTON | OCEAN STATE MOBIL | 1282 ELMWOOD AVE | UST-1139 | Gasoline Station | 8 | 1985-04-01 | Permanently Closed | 6000 | Gasoline | Single Walled | 1993-09-28
CRANSTON | OCEAN STATE MOBIL | 1282 ELMWOOD AVE | UST-1139 | Gasoline Station | 9 | 1985-04-01 | Permanently Closed | 6000 | Gasoline | Single Walled | 1993-09-28
CRANSTON | OCEAN STATE MOBIL | 1282 ELMWOOD AVE | UST-1139 | Gasoline Station | 11 | 2002-12-17 | In Use | 6000 | Diesel | Double Walled | 2018-05-10
CRANSTON | OCEAN STATE MOBIL | 1282 ELMWOOD AVE | UST-1139 | Gasoline Station | 12 | 2018-05-03 | In Use | 10000 | Gasoline | Double Walled | 2018-05-10
CRANSTON | OCEAN STATE MOBIL | 1282 ELMWOOD AVE | UST-1139 | Gasoline Station | 13 | 2018-05-03 | In Use | 4000 | Gasoline | Double Walled | 2018-05-10
CRANSTON | OCEAN STATE MOBIL | 1282 ELMWOOD AVE | UST-1139 | Gasoline Station | 14 | 2018-05-03 | In Use | 4000 | Gasoline | Double Walled | 2018-05-10
CRANSTON | OCEAN STATE TRANS., INC., DBA CAR WASH | 801 OAKLAWN AVE | UST-1856 | Commercials | 1 | 1978-05-01 | Permanently Closed | 10000 | Gasoline
CRANSTON | OCEAN STATE TRANS., INC., DBA CAR WASH | 801 OAKLAWN AVE | UST-1856 | Commercials | 2 | 1978-05-01 | Permanently Closed | 10000 | Gasoline
CRANSTON | OCEAN STATE TRANS., INC., DBA CAR WASH | 801 OAKLAWN AVE | UST-1856 | Commercials | 3 | 1978-05-01 | Permanently Closed | 10000 | Gasoline
CRANSTON | OCEAN STATE TRANSMISSION | 791 OAKLAWN AVE | UST-15725 | Commercials | 1 | 1969-06-01 | Permanently Closed | 3000 | Gasoline
CRANSTON | OCEAN STATE TRANSMISSION | 791 OAKLAWN AVE | UST-15725 | Commercials | 2 | 1969-06-01 | Permanently Closed | 3000 | Gasoline
CRANSTON | OCEAN STATE TRANSMISSION | 791 OAKLAWN AVE | UST-15725 | Commercials | 3 | 1969-06-01 | Permanently Closed | 4000 | Gasoline
CRANSTON | OFFICE BUILDING | 50 CLEMENCE ST | UST-3845 | Commercials | 1 | 1984-10-09 | Permanently Closed | 1000 | Heating Oil No.2
CRANSTON | OLDCASTLE APG NORTHEAST, INC. | 30 BUDLONG RD | UST-3585 | Commercials | 1 | 1963-06-01 | Permanently Closed | 1000 | Gasoline
CRANSTON | OLDCASTLE APG NORTHEAST, INC. | 30 BUDLONG RD | UST-3585 | Commercials | 2 | 1993-06-17 | In Use | 2000 | Diesel | Double Walled
CRANSTON | OLDCASTLE APG NORTHEAST, INC. | 30 BUDLONG RD | UST-3585 | Commercials | 3 | 1963-06-01 | Permanently Closed | 2000 | Diesel
CRANSTON | OLDCASTLE APG NORTHEAST, INC. | 30 BUDLONG RD | UST-3585 | Commercials | 4 | 1993-06-17 | In Use | 4000 | Diesel | Double Walled
CRANSTON | ORTHOPEDIC ASSOCIATES | 725 RESERVOIR AVE | UST-2385 | Other | 1 | 1978-06-01 | Permanently Closed | 2000 | Heating Oil No.2
CRANSTON | OUTLET COMMUNICATIONS, INC. | 23 KENNEY DR | UST-3423 | Commercials | 1 | 1979-06-01 | Permanently Closed | 550 | Heating Oil No.2
CRANSTON | OUTLET COMMUNICATIONS, INC. | 23 KENNEY DR | UST-3423 | Commercials | 2 | 1979-06-01 | Permanently Closed | 5000 | Heating Oil No.4
CRANSTON | P & D SERVICE & AUTO SALES, INC. | 1640 ELMWOOD AVE | UST-17401 | Commercials | 1 | 1984-10-09 | Permanently Closed | 2000 | Gasoline
CRANSTON | P & D SERVICE & AUTO SALES, INC. | 1640 ELMWOOD AVE | UST-17401 | Commercials | 2 | 1984-10-09 | Permanently Closed | 3000 | Gasoline
CRANSTON | P & D SERVICE & AUTO SALES, INC. | 1640 ELMWOOD AVE | UST-17401 | Commercials | 3 | 1984-10-09 | Permanently Closed | 500 | Heating Oil No.2
CRANSTON | P.J. KEATING CO. | 875 PHENIX AVE | UST-1726 | Industrial | 1 | 1978-04-01 | Permanently Closed | 12000 | Diesel
CRANSTON | P.J. KEATING CO. | 875 PHENIX AVE | UST-1726 | Industrial | 2 | 1978-04-01 | Permanently Closed | 12000 | Diesel
CRANSTON | P.J. KEATING CO. | 875 PHENIX AVE | UST-1726 | Industrial | 3 | 1978-04-01 | Permanently Closed | 6000 | Gasoline
CRANSTON | P.J. KEATING CO. | 875 PHENIX AVE | UST-1726 | Industrial | 4 | 1978-04-01 | Permanently Closed | 2000 | Gasoline
CRANSTON | P.J. KEATING CO. | 875 PHENIX AVE | UST-1726 | Industrial | 5 | 1978-04-01 | Permanently Closed | 6000 | Motor Oil
CRANSTON | P.J. KEATING CO. | 875 PHENIX AVE | UST-1726 | Industrial | 6 | 1978-04-01 | Permanently Closed | 2000 | Waste Oil
CRANSTON | P.J. KEATING CO. | 875 PHENIX AVE | UST-1726 | Industrial | 7 | 1984-10-09 | Permanently Closed | 10000 | Heating Oil No.2
CRANSTON | PALESTINE SHRINE TEMPLE | 1 RHODES PL | UST-18648 | Other | 1 | 1984-10-09 | Permanently Closed | 2000 | Unknown
CRANSTON | PARK VIEW JUNIOR HIGH SCHOOL | 25 PARK VIEW BLVD | UST-869 | Education - Town | 1 | 1984-10-09 | In Use | 10000 | Heating Oil No.4
CRANSTON | PARKSIDE FENCE COMPANY, INC. | 445 NIANTIC AVE | UST-3802 | Industrial | 1 | 1984-10-09 | Permanently Closed | 275 | Heating Oil No.2
CRANSTON | PARKSIDE FENCE COMPANY, INC. | 445 NIANTIC AVE | UST-3802 | Industrial | 2 | 1984-10-09 | Permanently Closed | 500 | Heating Oil No.2
CRANSTON | PARKSIDE FENCE COMPANY, INC. | 445 NIANTIC AVE | UST-3802 | Industrial | 3 | 1984-10-09 | Permanently Closed | 1000 | Heating Oil No.2
CRANSTON | PASQUALE IANNELLI FARM & RESIDENCE | 2430 PLAINFIELD PIKE | UST-3833 | Farm | 1 | 1984-10-09 | Permanently Closed | 500 | Gasoline
CRANSTON | PASTEUR BUILDING | 25 HOWARD AVE | UST-18467 | City/Town Government | 1 | 1984-10-09 | Permanently Closed | 1000 | Heating Oil No.2
CRANSTON | PAUL AND BARBARA KAHN | 41 STRATHMORE RD | UST-16714 | Private Residence | 1 | 1984-10-09 | Permanently Closed | 2000 | Heating Oil No.2
CRANSTON | PAUL SANTOPIETRO PROPERTY | 74 AUBURN ST | UST-3922 | Commercials | 1 | 1984-10-09 | Permanently Closed | 500 | Heating Oil No.2
CRANSTON | PAWTUXET COVE MARINA | 8 ABORN ST | UST-18617 | Commercials | 1 | 1984-10-09 | Permanently Closed | 1000 | Gasoline
CRANSTON | PAWTUXET SUNOCO | 2175 BROAD ST | UST-627 | Gasoline Station | 1 | 1972-07-01 | Permanently Closed | 1000 | Heating Oil No.2
CRANSTON | PAWTUXET SUNOCO | 2175 BROAD ST | UST-627 | Gasoline Station | 2 | 1986-12-01 | Permanently Closed | 1000 | Heating Oil No.2
CRANSTON | PAWTUXET SUNOCO | 2175 BROAD ST | UST-627 | Gasoline Station | 3 | 1972-07-01 | Permanently Closed | 1000 | Waste Oil
CRANSTON | PAWTUXET SUNOCO | 2175 BROAD ST | UST-627 | Gasoline Station | 4 | 1986-12-01 | Permanently Closed | 1000 | Waste Oil | Single Walled
CRANSTON | PAWTUXET SUNOCO | 2175 BROAD ST | UST-627 | Gasoline Station | 5 | 1972-07-01 | Permanently Closed | 6000 | Gasoline
CRANSTON | PAWTUXET SUNOCO | 2175 BROAD ST | UST-627 | Gasoline Station | 6 | 1986-11-07 | Permanently Closed | 8000 | Gasoline | Single Walled | 1986-11-07
CRANSTON | PAWTUXET SUNOCO | 2175 BROAD ST | UST-627 | Gasoline Station | 7 | 1972-07-01 | Permanently Closed | 6000 | Gasoline
CRANSTON | PAWTUXET SUNOCO | 2175 BROAD ST | UST-627 | Gasoline Station | 8 | 1986-11-07 | Permanently Closed | 8000 | Gasoline | Single Walled | 1986-11-07
CRANSTON | PAWTUXET SUNOCO | 2175 BROAD ST | UST-627 | Gasoline Station | 9 | 1972-07-01 | Permanently Closed | 6000 | Gasoline
CRANSTON | PAWTUXET SUNOCO | 2175 BROAD ST | UST-627 | Gasoline Station | 10 | 1986-11-07 | Permanently Closed | 8000 | Gasoline | Single Walled | 1986-11-07
CRANSTON | PENSKE TRUCK LEASING CO., LP | 65 AMFLEX DR | UST-19311 | Commercials | 1 | 2008-04-28 | In Use | 24000 | Diesel | Double Walled
CRANSTON | PENSKE TRUCK LEASING CO., LP | 65 AMFLEX DR | UST-19311 | Commercials | 2 | 2008-04-28 | In Use | 6000 | Gasoline | Double Walled
CRANSTON | PEPSI BEVERAGES COMPANY | 1400 PONTIAC AVE | UST-1247 | Industrial | 1 | 1977-05-01 | Permanently Closed | 10000 | Diesel
CRANSTON | PEPSI BEVERAGES COMPANY | 1400 PONTIAC AVE | UST-1247 | Industrial | 2 | 1977-05-01 | Permanently Closed | 15000 | Heating Oil No.2
CRANSTON | PEPSI BEVERAGES COMPANY | 1400 PONTIAC AVE | UST-1247 | Industrial | 3 | 1994-02-01 | Permanently Closed | 3000 | Heating Oil No.2 | Double Walled
CRANSTON | PEPSI BEVERAGES COMPANY | 1400 PONTIAC AVE | UST-1247 | Industrial | 4 | 1994-03-01 | Permanently Closed | 15000 | Diesel | Double Walled
CRANSTON | PETERS SCHOOL | 15 MAYBERRY ST | UST-862 | Education - Town | 1 | 1984-10-09 | In Use | 6000 | Heating Oil No.2
CRANSTON | PHILLIPS MEMORIAL BAPTIST CHURCH | 565 PONTIAC AVE | UST-17133 | Other | 1 | 1984-10-09 | Permanently Closed | 1000 | Heating Oil No.2
CRANSTON | PHRED'S DRUG STORE | 1288 OAKLAWN AVE | UST-18995 | Commercials | 1 | 1984-10-09 | Permanently Closed | 2000 | Heating Oil No.2
CRANSTON | PINE & HOFFMAN | 380 STATION ST | UST-15316 | Commercials | 1 | 1984-10-09 | Permanently Closed | 4000 | Hazardous Substance
CRANSTON | PINE & HOFFMAN | 380 STATION ST | UST-15316 | Commercials | 2 | 1984-10-09 | Permanently Closed | 4000 | Hazardous Substance
CRANSTON | PIPPIN ORCHARD | 751 PIPPIN ORCHARD RD | UST-4649 | Farm | 1 | 1984-10-09 | In Use | 275 | Gasoline
CRANSTON | PIPPIN ORCHARD GARDEN CENTER | 1199 PIPPIN ORCHARD RD | UST-3888 | Commercials | 1 | 1984-10-09 | Permanently Closed | 1000 | Heating Oil No.2
CRANSTON | PIPPIN ORCHARD GARDEN CENTER | 1199 PIPPIN ORCHARD RD | UST-3888 | Commercials | 2 | 1984-10-09 | Permanently Closed | 480 | Heating Oil No.2
CRANSTON | PIPPIN ORCHARD GARDEN CENTER | 1199 PIPPIN ORCHARD RD | UST-3888 | Commercials | 3 | 1984-10-09 | Tank Not Found | 275 | Gasoline | Single Walled
CRANSTON | PLAINFIELD CIRCLE PUMPING STATION | 1580 PLAINFIELD ST | UST-1091 | City/Town Government | 1 | 1974-04-01 | Permanently Closed | 500 | Diesel
CRANSTON | PLASTIC PIPE & SUPPLY | 100 GLEN RD | UST-15668 | Commercials | 1 | 1984-10-09 | Permanently Closed | 1000 | Gasoline
CRANSTON | PLASTIC PIPE & SUPPLY | 100 GLEN RD | UST-15668 | Commercials | 2 | 1984-10-09 | Permanently Closed | 1000 | Heating Oil No.2
CRANSTON | PONTIAC AVE. GARAGE (D.O.T.) | 1310 PONTIAC AVE | UST-1293 | State Government | 1 | 1973-05-01 | Permanently Closed | 10000 | Gasoline
CRANSTON | PONTIAC AVE. GARAGE (D.O.T.) | 1310 PONTIAC AVE | UST-1293 | State Government | 2 | 1993-09-01 | Permanently Closed | 12000 | Gasoline | Double Walled
CRANSTON | PONTIAC AVE. GARAGE (D.O.T.) | 1310 PONTIAC AVE | UST-1293 | State Government | 3 | 1968-05-01 | Permanently Closed | 5000 | Gasoline
CRANSTON | PONTIAC AVE. GARAGE (D.O.T.) | 1310 PONTIAC AVE | UST-1293 | State Government | 4 | 1993-07-01 | Permanently Closed | 6000 | Diesel | Double Walled
CRANSTON | PONTIAC AVE. GARAGE (D.O.T.) | 1310 PONTIAC AVE | UST-1293 | State Government | 5 | 1968-05-01 | Permanently Closed | 5000 | Diesel
CRANSTON | PONTIAC AVE. GARAGE (D.O.T.) | 1310 PONTIAC AVE | UST-1293 | State Government | 6 | 1984-10-09 | Permanently Closed | 5000 | Heating Oil No.2
CRANSTON | PONTIAC AVE. GARAGE (D.O.T.) | 1310 PONTIAC AVE | UST-1293 | State Government | 7 | 1984-10-09 | Permanently Closed | 2000 | Waste Oil
CRANSTON | PONTIAC AVENUE (PLAZA) | 550 PONTIAC AVE | UST-18389 | Commercials | 1 | 1984-10-09 | Permanently Closed | 5000 | Heating Oil No.2
CRANSTON | PONTIAC AVENUE (PLAZA) | 550 PONTIAC AVE | UST-18389 | Commercials | 2 | 1984-10-09 | Permanently Closed | 1000 | Heating Oil No.4
CRANSTON | PONTIAC AVENUE FUELING DEPOT (STATE OF RI) | 1375 PONTIAC AVE | UST-18399 | State Government | 1 | 1999-05-14 | Permanently Closed | 12000 | Gasoline | Double Walled
CRANSTON | PONTIAC AVENUE FUELING DEPOT (STATE OF RI) | 1375 PONTIAC AVE | UST-18399 | State Government | 2 | 1999-05-14 | Permanently Closed | 12000 | Diesel | Double Walled
CRANSTON | PONTIAC AVENUE PUMPING STATION | 910 PONTIAC AVE | UST-1095 | City/Town Government | 1 | 1984-10-09 | Permanently Closed | 1000 | Heating Oil No.2
CRANSTON | PONTIAC AVENUE PUMPING STATION | 910 PONTIAC AVE | UST-1095 | City/Town Government | 2 | 1984-04-01 | Permanently Closed | 4000 | Diesel
CRANSTON | PONTIAC CRANSTON LLC BLDG | 1125 PONTIAC AVE | UST-4681 | Commercials | 1 | 1984-10-09 | Permanently Closed | 1000 | Heating Oil No.2 | Single Walled
CRANSTON | PONTIAC SERVICE CENTER, INC. | 734 PONTIAC AVE | UST-3618 | Commercials | 1 | 1984-10-09 | Permanently Closed | 275 | Heating Oil No.2
CRANSTON | PONTIAC SERVICE CENTER, INC. | 734 PONTIAC AVE | UST-3618 | Commercials | 2 | 1984-10-09 | Permanently Closed | 550 | Waste Oil
CRANSTON | PORT EDGEWOOD LTD | 1128 NARRAGANSETT BLVD | UST-484 | Commercials | 1 | 1984-10-09 | Permanently Closed | 6000 | Gasoline
CRANSTON | PORT EDGEWOOD LTD | 1128 NARRAGANSETT BLVD | UST-484 | Commercials | 2 | 1984-10-09 | Permanently Closed | 1000 | Heating Oil No.2
CRANSTON | PORT EDGEWOOD LTD | 1128 NARRAGANSETT BLVD | UST-484 | Commercials | 3 | 2014-11-12 | Permanently Closed | 1000 | Gasoline
CRANSTON | PORT EDGEWOOD LTD | 1128 NARRAGANSETT BLVD | UST-484 | Commercials | 4 | 2014-11-12 | Permanently Closed | 3000 | Gasoline
CRANSTON | PRETZER ENGINEERING | 50 FREEWAY DR | UST-19043 | Commercials | 1 | 1984-10-09 | Permanently Closed | 4000 | Gasoline
CRANSTON | PROVIDENCE WATCH HOSPITAL | 1024 RESERVOIR AVE | UST-3172 | Commercials | 1 | 1981-03-01 | Permanently Closed | 500 | Heating Oil No.2
CRANSTON | PROVIDENCE WORCESTER RAILROAD | 1558 ELMWOOD AVE | UST-17024 | Other | 1 | 1984-10-09 | Permanently Closed | 1000 | Diesel
CRANSTON | PURITAN CHRYSLER-PLYMOUTH, INC. | 1200 CRANSTON ST | UST-3316 | Commercials | 1 | 1985-04-01 | Permanently Closed | 1000 | Motor Oil
CRANSTON | PURITAN CHRYSLER-PLYMOUTH, INC. | 1200 CRANSTON ST | UST-3316 | Commercials | 2 | 1985-04-01 | Permanently Closed | 1000 | Waste Oil
CRANSTON | PURITAN CHRYSLER-PLYMOUTH, INC. | 1200 CRANSTON ST | UST-3316 | Commercials | 3 | 1984-10-09 | Permanently Closed | 500 | Heating Oil No.2
CRANSTON | QUALITY FUEL | 873 CRANSTON ST | UST-653 | Gasoline Station | 1 | 1984-10-09 | Permanently Closed | 3000 | Gasoline
CRANSTON | QUALITY FUEL | 873 CRANSTON ST | UST-653 | Gasoline Station | 2 | 1984-10-09 | Permanently Closed | 3000 | Gasoline
CRANSTON | QUALITY FUEL | 873 CRANSTON ST | UST-653 | Gasoline Station | 3 | 1984-10-09 | Permanently Closed | 4000 | Gasoline
CRANSTON | QUALITY FUEL | 873 CRANSTON ST | UST-653 | Gasoline Station | 4 | 1977-04-01 | Permanently Closed | 6000 | Gasoline
CRANSTON | QUALITY FUEL | 873 CRANSTON ST | UST-653 | Gasoline Station | 5 | 1999-12-14 | In Use | 8000 | Gasoline | Double Walled | 1999-12-14
CRANSTON | QUALITY FUEL | 873 CRANSTON ST | UST-653 | Gasoline Station | 6 | 1999-12-14 | In Use | 4000 | Gasoline | Double Walled | 1999-12-14
CRANSTON | QUALITY FUEL | 873 CRANSTON ST | UST-653 | Gasoline Station | 7 | 1984-10-09 | Permanently Closed | 500 | Heating Oil No.2
CRANSTON | R&D ASSOCIATES | 585 PARK AVE | UST-16475 | Commercials | 1 | 1984-10-09 | Permanently Closed | 275 | Heating Oil No.2
CRANSTON | RALPH RAFAELIAN | 91 TUPELO HILL DR | UST-2615 | Private Residence | 1 | 1987-06-01 | In Use | 2000 | Heating Oil No.2
CRANSTON | RALPH RAFAELIAN | 91 TUPELO HILL DR | UST-2615 | Private Residence | 2 | 1984-10-09 | Permanently Closed | 2000 | Heating Oil No.2
CRANSTON | RALPH SHUSTER METALS | 12 MOLTER ST | UST-15984 | Commercials | 1 | 1984-10-09 | Permanently Closed | 4000 | Diesel
CRANSTON | RALPH SHUSTER METALS | 12 MOLTER ST | UST-15984 | Commercials | 2 | 1984-10-09 | Permanently Closed | 4000 | Diesel
CRANSTON | RALPH SHUSTER METALS | 12 MOLTER ST | UST-15984 | Commercials | 3 | 1984-10-09 | Permanently Closed | 4000 | Diesel
CRANSTON | RALPH SHUSTER METALS | 12 MOLTER ST | UST-15984 | Commercials | 4 | 1984-10-09 | Permanently Closed | 1000 | Heating Oil No.2
CRANSTON | RALPH SHUSTER METALS | 12 MOLTER ST | UST-15984 | Commercials | 5 | 1984-10-09 | Permanently Closed | 2000 | Gasoline
CRANSTON | RALPH SHUSTER METALS | 12 MOLTER ST | UST-15984 | Commercials | 6 | 1984-10-09 | Permanently Closed | 1000 | Gasoline
CRANSTON | RANDALL STREET PUMPING STATION | 181 RANDALL ST | UST-1098 | City/Town Government | 1 | 1965-04-01 | Permanently Closed | 500 | Heating Oil No.2
CRANSTON | RAPID REFILL #141 | 1036 RESERVOIR AVE | UST-791 | Gasoline Station | 1 | 1971-04-01 | Permanently Closed | 8000 | Gasoline | Single Walled
CRANSTON | RAPID REFILL #141 | 1036 RESERVOIR AVE | UST-791 | Gasoline Station | 2 | 1971-04-01 | Permanently Closed | 8000 | Gasoline | Single Walled
CRANSTON | RAPID REFILL #141 | 1036 RESERVOIR AVE | UST-791 | Gasoline Station | 3 | 1971-04-01 | Permanently Closed | 8000 | Gasoline | Single Walled
CRANSTON | RAPID REFILL #141 | 1036 RESERVOIR AVE | UST-791 | Gasoline Station | 4 | 1971-04-01 | Permanently Closed | 1000 | Waste Oil
CRANSTON | RAPID REFILL #141 | 1036 RESERVOIR AVE | UST-791 | Gasoline Station | 5 | 1971-04-01 | Permanently Closed | 1000 | Heating Oil No.2
CRANSTON | RAPID REFILL #141 | 1036 RESERVOIR AVE | UST-791 | Gasoline Station | 6 | 2008-10-29 | Permanently Closed | 15000 | Gasoline | Double Walled
CRANSTON | RAPID REFILL #141 | 1036 RESERVOIR AVE | UST-791 | Gasoline Station | 7 | 2008-10-29 | Permanently Closed | 9000 | Gasoline | Double Walled
CRANSTON | RAPID REFILL #141 | 1036 RESERVOIR AVE | UST-791 | Gasoline Station | 8 | 2008-10-29 | Permanently Closed | 6000 | Diesel | Double Walled
CRANSTON | RAPID REFILL #141 | 1036 RESERVOIR AVE | UST-791 | Gasoline Station | 9 | null | Permanently Closed | 550 | Heating Oil No.2
CRANSTON | RAPID REFILL #141 | 1036 RESERVOIR AVE | UST-791 | Gasoline Station | 10 | 2018-07-09 | In Use | 15000 | Gasoline | Double Walled | 2018-08-09
CRANSTON | RAPID REFILL #141 | 1036 RESERVOIR AVE | UST-791 | Gasoline Station | 11 | 2018-07-09 | In Use | 7000 | Gasoline | Double Walled | 2018-08-09
CRANSTON | RAPID REFILL #141 | 1036 RESERVOIR AVE | UST-791 | Gasoline Station | 12 | 2018-07-09 | In Use | 8000 | Diesel | Double Walled | 2018-08-09
CRANSTON | RE MAX | 980 RESERVOIR AVE | UST-4324 | Farm | 1 | 1984-10-09 | Permanently Closed | 1000 | Heating Oil No.2
CRANSTON | RED ROCK REALTY LLC | 25 NAVAHO ST | UST-4055 | Commercials | 1 | 1984-10-09 | Permanently Closed | 550 | Heating Oil No.2
CRANSTON | REGAL SERVICE STATION | 154 FLETCHER AVE | UST-985 | Commercials | 1 | 1963-04-01 | Permanently Closed | 5000 | Gasoline
CRANSTON | REGAL SERVICE STATION | 154 FLETCHER AVE | UST-985 | Commercials | 2 | 1963-04-01 | Permanently Closed | 4000 | Gasoline
CRANSTON | REGAL SERVICE STATION | 154 FLETCHER AVE | UST-985 | Commercials | 3 | 1978-07-01 | Permanently Closed | 500 | Heating Oil No.2
CRANSTON | REGAL SERVICE STATION | 154 FLETCHER AVE | UST-985 | Commercials | 4 | 1978-07-01 | Permanently Closed | 500 | Waste Oil
CRANSTON | RENT-A-WRECK | OAKLAWN AVE | UST-15096 | Commercials | 1 | 1984-10-09 | Permanently Closed | 5000 | Gasoline
CRANSTON | RENT-A-WRECK | OAKLAWN AVE | UST-15096 | Commercials | 2 | 1984-10-09 | Permanently Closed | 5000 | Gasoline
CRANSTON | RENT-A-WRECK | OAKLAWN AVE | UST-15096 | Commercials | 3 | 1984-10-09 | Permanently Closed | 5000 | Gasoline
CRANSTON | RENT-A-WRECK | OAKLAWN AVE | UST-15096 | Commercials | 4 | 1984-10-09 | Permanently Closed | 5000 | Gasoline
CRANSTON | RENTAL PROPERTY | 33-35 ROLFE ST | UST-18614 | Other | 1 | 1984-10-09 | Permanently Closed | 500 | Heating Oil No.2
CRANSTON | RENTAL PROPERTY | 33-35 ROLFE ST | UST-18614 | Other | 2 | 1984-10-09 | Permanently Closed | 500 | Heating Oil No.2
CRANSTON | RESIDENTIAL 6 UNIT APARTMENT | 165 WENTWORTH AVE | UST-3971 | Multiple Residence | 1 | 1984-10-09 | Permanently Closed | 1000 | Heating Oil No.2
CRANSTON | RESIDENTIAL PROPERTY | 340 PIPPIN ORCHARD RD | UST-4460 | Private Residence | 1 | 1984-10-09 | Permanently Closed | 2000 | Heating Oil No.2
CRANSTON | RHODE ISLAND ARMY NATIONAL GUARD | 645 NEW LONDON AVE | UST-1664 | State Government | 1 | 1980-03-01 | Permanently Closed | 10000 | Heating Oil No.2
CRANSTON | RHODE ISLAND ARMY NATIONAL GUARD | 645 NEW LONDON AVE | UST-1664 | State Government | 2 | 1965-08-01 | Permanently Closed | 6000 | Gasoline
CRANSTON | RHODE ISLAND ARMY NATIONAL GUARD | 645 NEW LONDON AVE | UST-1664 | State Government | 3 | 1965-08-01 | Permanently Closed | 3000 | Diesel
CRANSTON | RHODE ISLAND ARMY NATIONAL GUARD | 645 NEW LONDON AVE | UST-1664 | State Government | 4 | 1965-08-01 | Permanently Closed | 4000 | Heating Oil No.2
CRANSTON | RHODE ISLAND ARMY NATIONAL GUARD | 705 NEW LONDON AVE | UST-16824 | State Government | 1 | 1984-10-09 | Permanently Closed | 8500 | Heating Oil No.2
CRANSTON | RHODE ISLAND DEPARTMENT OF CORRECTIONS | 40 HOWARD AVE | UST-3435 | State Government | 1 | 1982-10-01 | Permanently Closed | 1000 | Diesel
CRANSTON | RHODE ISLAND DEPARTMENT OF CORRECTIONS | 40 HOWARD AVE | UST-3435 | State Government | 2 | 1989-10-01 | Permanently Closed | 10000 | Diesel | Double Walled
CRANSTON | RHODE ISLAND DEPARTMENT OF CORRECTIONS | 40 HOWARD AVE | UST-3435 | State Government | 3 | 1980-10-01 | Permanently Closed | 3000 | Diesel
CRANSTON | RHODE ISLAND DEPARTMENT OF CORRECTIONS | 40 HOWARD AVE | UST-3435 | State Government | 4 | 1990-10-01 | Permanently Closed | 2500 | Diesel | Double Walled
CRANSTON | RHODE ISLAND DEPARTMENT OF CORRECTIONS | 40 HOWARD AVE | UST-3435 | State Government | 5 | 1978-10-01 | Permanently Closed | 2000 | Diesel
CRANSTON | RHODE ISLAND DEPARTMENT OF CORRECTIONS | 40 HOWARD AVE | UST-3435 | State Government | 6 | 1990-10-01 | Permanently Closed | 2500 | Diesel | Double Walled
CRANSTON | RHODE ISLAND INSULATED WIRE COMPANY | 50 BURNHAM AVE | UST-1704 | Industrial | 1 | 1947-06-01 | Permanently Closed | 1500 | Heating Oil No.2
CRANSTON | RHODE ISLAND INSULATED WIRE COMPANY | 50 BURNHAM AVE | UST-1704 | Industrial | 2 | 1951-06-01 | Permanently Closed | 2500 | Heating Oil No.4
CRANSTON | RHODE ISLAND INSULATED WIRE COMPANY | 50 BURNHAM AVE | UST-1704 | Industrial | 3 | 1951-06-01 | Permanently Closed | 4000 | Heating Oil No.4
CRANSTON | RHODE ISLAND INSULATED WIRE COMPANY | 50 BURNHAM AVE | UST-1704 | Industrial | 4 | 1955-06-01 | Permanently Closed | 2500 | Hazardous Substance
CRANSTON | RHODE ISLAND INSULATED WIRE COMPANY | 50 BURNHAM AVE | UST-1704 | Industrial | 5 | 1955-06-01 | Permanently Closed | 2500 | Hazardous Substance
CRANSTON | RHODE ISLAND INSULATED WIRE COMPANY | 50 BURNHAM AVE | UST-1704 | Industrial | 6 | 1955-06-01 | Permanently Closed | 8000 | Hazardous Substance
CRANSTON | RHODES SCHOOL | 160 SHAW AVE | UST-861 | Education - Town | 1 | 1984-10-09 | In Use | 5000 | Heating Oil No.2
CRANSTON | RI CREDIT UNION | 311 DORIC ST | UST-16379 | Commercials | 1 | 1984-10-09 | Permanently Closed | 4000 | Heating Oil No.4
CRANSTON | RI REHABILITION CENTER | 721 RESERVOIR AVE | UST-2884 | Industrial | 1 | 1984-10-09 | Permanently Closed | 1000 | Heating Oil No.2
CRANSTON | RI0010 | 475 RESERVOIR AVE | UST-874 | Gasoline Station | 1 | 1964-04-01 | Permanently Closed | 5000 | Gasoline
CRANSTON | RI0010 | 475 RESERVOIR AVE | UST-874 | Gasoline Station | 2 | 1964-04-01 | Permanently Closed | 5000 | Gasoline
CRANSTON | RI0010 | 475 RESERVOIR AVE | UST-874 | Gasoline Station | 3 | 1964-04-01 | Permanently Closed | 5000 | Gasoline
CRANSTON | RI0010 | 475 RESERVOIR AVE | UST-874 | Gasoline Station | 4 | 1964-04-01 | Permanently Closed | 5000 | Gasoline
CRANSTON | RI0010 | 475 RESERVOIR AVE | UST-874 | Gasoline Station | 5 | 1976-04-01 | Permanently Closed | 5000 | Gasoline
CRANSTON | RI0010 | 475 RESERVOIR AVE | UST-874 | Gasoline Station | 6 | 1985-07-01 | Permanently Closed | 10000 | Gasoline | Single Walled
CRANSTON | RI0010 | 475 RESERVOIR AVE | UST-874 | Gasoline Station | 7 | 1985-07-01 | Permanently Closed | 10000 | Gasoline | Single Walled
CRANSTON | RI0010 | 475 RESERVOIR AVE | UST-874 | Gasoline Station | 8 | 1985-07-01 | Permanently Closed | 10000 | Gasoline | Single Walled
CRANSTON | RI0010 | 475 RESERVOIR AVE | UST-874 | Gasoline Station | 9 | 1985-07-01 | Permanently Closed | 10000 | Gasoline | Single Walled
CRANSTON | RI0010 | 475 RESERVOIR AVE | UST-874 | Gasoline Station | 10 | 1985-07-01 | Permanently Closed | 10000 | Kerosene | Single Walled
CRANSTON | RI0010 | 475 RESERVOIR AVE | UST-874 | Gasoline Station | 11 | 1985-07-01 | Permanently Closed | 550 | Mixture | Single Walled
CRANSTON | RI0010 | 475 RESERVOIR AVE | UST-874 | Gasoline Station | 12 | 1984-10-09 | Permanently Closed | 1000 | Unknown
CRANSTON | RI0010 | 475 RESERVOIR AVE | UST-874 | Gasoline Station | 13 | 2014-06-27 | In Use | 20000 | Gasoline | Double Walled | 2014-07-01
CRANSTON | RI0010 | 475 RESERVOIR AVE | UST-874 | Gasoline Station | 14 | 2014-06-27 | In Use | 8000 | Gasoline | Double Walled | 2014-07-01
CRANSTON | RI0010 | 475 RESERVOIR AVE | UST-874 | Gasoline Station | 15 | 2014-06-27 | In Use | 12000 | Diesel | Double Walled | 2014-07-01
CRANSTON | RUGERO A. FARINA | 1105 PONTIAC AVE | UST-2910 | Private Residence | 1 | 1981-11-01 | In Use | 2000 | Heating Oil No.2
CRANSTON | S AND K SALES AND AUTOBODY | 1006 CRANSTON ST | UST-2322 | Commercials | 1 | 1984-10-09 | Permanently Closed | 3000 | Diesel
CRANSTON | S AND K SALES AND AUTOBODY | 1006 CRANSTON ST | UST-2322 | Commercials | 2 | 1984-10-09 | Permanently Closed | 2000 | Gasoline
CRANSTON | S AND K SALES AND AUTOBODY | 1006 CRANSTON ST | UST-2322 | Commercials | 3 | 1984-10-09 | Permanently Closed | 1000 | Gasoline
CRANSTON | S AND K SALES AND AUTOBODY | 1006 CRANSTON ST | UST-2322 | Commercials | 4 | 1984-10-09 | Permanently Closed | 1000 | Gasoline
CRANSTON | S AND K SALES AND AUTOBODY | 1006 CRANSTON ST | UST-2322 | Commercials | 5 | 1984-10-09 | Permanently Closed | 1000 | Gasoline
CRANSTON | S AND K SALES AND AUTOBODY | 1006 CRANSTON ST | UST-2322 | Commercials | 6 | 1984-10-09 | Permanently Closed | 1000 | Gasoline
CRANSTON | SACCOCCIO RESIDENTIAL PROPERTY | 320 PIPPIN ORCHARD RD | UST-3960 | Private Residence | 1 | 1984-10-09 | Permanently Closed | 2000 | Heating Oil No.2
CRANSTON | SAL'S AUTO REPAIRS, INC. | 790 PARK AVE | UST-1151 | Commercials | 1 | 1974-04-01 | Permanently Closed | 1000 | Mixture
CRANSTON | SAL'S AUTO REPAIRS, INC. | 790 PARK AVE | UST-1151 | Commercials | 2 | 1974-04-01 | Permanently Closed | 1000 | Mixture
CRANSTON | SAL'S AUTO REPAIRS, INC. | 790 PARK AVE | UST-1151 | Commercials | 3 | 1974-04-01 | Permanently Closed | 1000 | Mixture
CRANSTON | SAL'S AUTO REPAIRS, INC. | 790 PARK AVE | UST-1151 | Commercials | 4 | 1974-04-01 | Permanently Closed | 250 | Waste Oil
CRANSTON | SALAMONE ENTERPRISES | 340 DYER AVE | UST-3892 | Commercials | 1 | 1984-10-09 | Permanently Closed | 550 | Heating Oil No.2
CRANSTON | SARDELLA RESIDENTIAL PROPERTY | 55 MESHANTICUT VALLEY PKWY | UST-4099 | Private Residence | 1 | 1984-10-09 | Permanently Closed | 2000 | Heating Oil No.2
CRANSTON | SAVERS MART 2 | 1025 PARK AVE | UST-673 | Gasoline Station | 1 | 1957-04-01 | Permanently Closed | 3000 | Gasoline
CRANSTON | SAVERS MART 2 | 1025 PARK AVE | UST-673 | Gasoline Station | 2 | 1957-04-01 | Permanently Closed | 3000 | Gasoline
CRANSTON | SAVERS MART 2 | 1025 PARK AVE | UST-673 | Gasoline Station | 3 | 1957-04-01 | Permanently Closed | 4000 | Gasoline
CRANSTON | SAVERS MART 2 | 1025 PARK AVE | UST-673 | Gasoline Station | 4 | 1957-04-01 | Permanently Closed | 2000 | Gasoline
CRANSTON | SAVERS MART 2 | 1025 PARK AVE | UST-673 | Gasoline Station | 5 | 1985-04-01 | Permanently Closed | 8000 | Gasoline | Single Walled | 1993-12-18
CRANSTON | SAVERS MART 2 | 1025 PARK AVE | UST-673 | Gasoline Station | 6 | 1985-04-01 | Permanently Closed | 6000 | Gasoline | Single Walled | 1993-12-18
CRANSTON | SAVERS MART 2 | 1025 PARK AVE | UST-673 | Gasoline Station | 7 | 1985-04-01 | Permanently Closed | 6000 | Gasoline | Single Walled | 1993-12-18
CRANSTON | SAVERS MART 2 | 1025 PARK AVE | UST-673 | Gasoline Station | 8 | 1984-10-09 | Permanently Closed | 500 | Heating Oil No.2
CRANSTON | SAVERS MART 2 | 1025 PARK AVE | UST-673 | Gasoline Station | 9 | 1984-10-09 | Permanently Closed | 500 | Waste Oil
CRANSTON | SAVERS MART 2 | 1025 PARK AVE | UST-673 | Gasoline Station | 10 | 2018-11-21 | In Use | 10000 | Gasoline | Double Walled | 2018-11-29
CRANSTON | SAVERS MART 2 | 1025 PARK AVE | UST-673 | Gasoline Station | 11 | 2018-11-21 | In Use | 5000 | Diesel | Double Walled | 2018-11-29
CRANSTON | SAVERS MART 2 | 1025 PARK AVE | UST-673 | Gasoline Station | 12 | 2018-11-21 | In Use | 10000 | Gasoline | Double Walled | 2018-11-29
CRANSTON | SAVERS MART 2 | 1025 PARK AVE | UST-673 | Gasoline Station | 13 | 2018-11-21 | In Use | 5000 | Gasoline | Double Walled | 2018-11-29
CRANSTON | SAYFS ENTERPRISES | 397 DYER AVE | UST-3818 | Gasoline Station | 1 | 1984-10-09 | Permanently Closed | 4000 | Gasoline
CRANSTON | SAYFS ENTERPRISES | 397 DYER AVE | UST-3818 | Gasoline Station | 2 | 1984-10-09 | Permanently Closed | 4000 | Gasoline
CRANSTON | SAYFS ENTERPRISES | 397 DYER AVE | UST-3818 | Gasoline Station | 3 | 1984-10-09 | Permanently Closed | 4000 | Gasoline
CRANSTON | SAYFS ENTERPRISES | 397 DYER AVE | UST-3818 | Gasoline Station | 4 | 1984-10-09 | Permanently Closed | 3000 | Gasoline
CRANSTON | SAYFS ENTERPRISES | 397 DYER AVE | UST-3818 | Gasoline Station | 5 | 1984-10-09 | Permanently Closed | 2000 | Gasoline
CRANSTON | SAYFS ENTERPRISES | 397 DYER AVE | UST-3818 | Gasoline Station | 6 | 1996-11-01 | In Use | 10000 | Gasoline | Double Walled | 2014-08-11
CRANSTON | SAYFS ENTERPRISES | 397 DYER AVE | UST-3818 | Gasoline Station | 7 | 1996-11-01 | In Use | 7000 | Gasoline | Double Walled | 2014-08-11
CRANSTON | SAYFS ENTERPRISES | 397 DYER AVE | UST-3818 | Gasoline Station | 8 | 1996-11-01 | In Use | 3000 | Diesel | Double Walled | 2014-08-11
CRANSTON | SCITUATE VISTA APARTMENTS | 115 SCITUATE VISTA DR | UST-3331 | Commercials | 1 | 1984-10-09 | Permanently Closed | 500 | Diesel
CRANSTON | SCITUATE VISTA APARTMENTS | 115 SCITUATE VISTA DR | UST-3331 | Commercials | 2 | 1984-10-09 | Permanently Closed | 500 | Diesel
CRANSTON | SCITUATE VISTA APARTMENTS | 115 SCITUATE VISTA DR | UST-3331 | Commercials | 3 | 1984-10-09 | Permanently Closed | 500 | Diesel
CRANSTON | SCOPE DISPLAY AND BOX COMPANY | 1840 CRANSTON ST | UST-3682 | Commercials | 1 | 1984-10-09 | In Use | 500 | Heating Oil No.2
CRANSTON | SEASONS CORNER MARKET #14 | 777 CRANSTON ST | UST-5012 | Commercials | 1 | 2023-09-26 | In Use | 15000 | Gasoline | Double Walled | 2024-03-08
CRANSTON | SEASONS CORNER MARKET #14 | 777 CRANSTON ST | UST-5012 | Commercials | 2 | 2023-09-26 | In Use | 9000 | Gasoline | Double Walled | 2024-03-08
CRANSTON | SEASONS CORNER MARKET #14 | 777 CRANSTON ST | UST-5012 | Commercials | 3 | 2023-09-26 | In Use | 6000 | Diesel | Double Walled | 2024-03-08
CRANSTON | SENIOR CENTER | 85 ROLFE ST | UST-1114 | City/Town Government | 1 | 1984-10-09 | Permanently Closed | 1000 | Heating Oil No.2
CRANSTON | SENIOR CENTER | 85 ROLFE ST | UST-1114 | City/Town Government | 2 | null | Permanently Closed | 1000 | Heating Oil No.2
CRANSTON | SHELDON STREET PUMP STATION | 115 SHELDON ST | UST-18547 | City/Town Government | 1 | 1984-10-09 | Permanently Closed | 300 | Heating Oil No.2
CRANSTON | SHELL COLBEA #16 | 2050 PLAINFIELD PIKE | UST-3615 | Commercials | 1 | 1993-10-01 | Permanently Closed | 4000 | Diesel | Double Walled | 2015-01-07
CRANSTON | SHELL COLBEA #16 | 2050 PLAINFIELD PIKE | UST-3615 | Commercials | 2 | 2023-08-28 | In Use | 15000 | Gasoline | Double Walled | 2023-10-24
CRANSTON | SHELL COLBEA #16 | 2050 PLAINFIELD PIKE | UST-3615 | Commercials | 3 | 2023-08-28 | In Use | 6000 | Gasoline | Double Walled | 2023-10-24
CRANSTON | SHELL COLBEA #16 | 2050 PLAINFIELD PIKE | UST-3615 | Commercials | 4 | 2023-08-28 | In Use | 9000 | Diesel | Double Walled | 2023-10-24
CRANSTON | SHELL COLBEA ENTERPRISES, LLC | 1207 PONTIAC AVE | UST-792 | Gasoline Station | 1 | 1968-04-01 | Permanently Closed | 8000 | Gasoline
CRANSTON | SHELL COLBEA ENTERPRISES, LLC | 1207 PONTIAC AVE | UST-792 | Gasoline Station | 2 | 1988-04-01 | Permanently Closed | 12000 | Gasoline | Double Walled
CRANSTON | SHELL COLBEA ENTERPRISES, LLC | 1207 PONTIAC AVE | UST-792 | Gasoline Station | 3 | 1968-04-01 | Permanently Closed | 8000 | Gasoline
CRANSTON | SHELL COLBEA ENTERPRISES, LLC | 1207 PONTIAC AVE | UST-792 | Gasoline Station | 4 | 1988-04-01 | Permanently Closed | 12000 | Gasoline | Double Walled
CRANSTON | SHELL COLBEA ENTERPRISES, LLC | 1207 PONTIAC AVE | UST-792 | Gasoline Station | 5 | 1968-04-01 | Permanently Closed | 8000 | Gasoline
CRANSTON | SHELL COLBEA ENTERPRISES, LLC | 1207 PONTIAC AVE | UST-792 | Gasoline Station | 6 | 1988-04-01 | Permanently Closed | 12000 | Gasoline | Double Walled
CRANSTON | SHELL COLBEA ENTERPRISES, LLC | 1207 PONTIAC AVE | UST-792 | Gasoline Station | 7 | 1968-04-01 | Permanently Closed | 550 | Waste Oil
CRANSTON | SHELL COLBEA ENTERPRISES, LLC | 1207 PONTIAC AVE | UST-792 | Gasoline Station | 8 | 1968-04-01 | Permanently Closed | 550 | Heating Oil No.2
CRANSTON | SHELL COLBEA ENTERPRISES, LLC | 1207 PONTIAC AVE | UST-792 | Gasoline Station | 9 | 2014-06-06 | In Use | 20000 | Gasoline | Double Walled | 2014-06-06
CRANSTON | SHELL COLBEA ENTERPRISES, LLC | 1207 PONTIAC AVE | UST-792 | Gasoline Station | 10 | 2014-06-06 | In Use | 12000 | Gasoline | Double Walled | 2014-06-06
CRANSTON | SHELL COLBEA ENTERPRISES, LLC | 1207 PONTIAC AVE | UST-792 | Gasoline Station | 11 | 2014-06-06 | In Use | 8000 | Diesel | Double Walled | 2014-06-06
CRANSTON | SHELL STATION. | 1315 PARK AVE | UST-913 | Gasoline Station | 1 | 1984-04-01 | Permanently Closed | 12000 | Gasoline | Single Walled
CRANSTON | SHELL STATION. | 1315 PARK AVE | UST-913 | Gasoline Station | 2 | 1984-04-01 | Permanently Closed | 12000 | Gasoline | Single Walled
CRANSTON | SHELL STATION. | 1315 PARK AVE | UST-913 | Gasoline Station | 3 | 1984-04-01 | Permanently Closed | 12000 | Gasoline | Single Walled
CRANSTON | SHERMAN AVENUE PUMPING STATION | 90 SHERMAN AVE | UST-1097 | City/Town Government | 1 | 1966-04-01 | Permanently Closed | 500 | Heating Oil No.2
CRANSTON | SHREE MAA OF RI, INC. | 480 PONTIAC AVE | UST-1138 | Gasoline Station | 1 | 1984-10-09 | Permanently Closed | 6000 | Gasoline
CRANSTON | SHREE MAA OF RI, INC. | 480 PONTIAC AVE | UST-1138 | Gasoline Station | 2 | 1984-10-09 | Permanently Closed | 6000 | Gasoline
CRANSTON | SHREE MAA OF RI, INC. | 480 PONTIAC AVE | UST-1138 | Gasoline Station | 3 | 1984-10-09 | Permanently Closed | 6000 | Gasoline
CRANSTON | SHREE MAA OF RI, INC. | 480 PONTIAC AVE | UST-1138 | Gasoline Station | 4 | 1984-10-09 | Permanently Closed | 2000 | Motor Oil
CRANSTON | SHREE MAA OF RI, INC. | 480 PONTIAC AVE | UST-1138 | Gasoline Station | 5 | 1984-10-09 | Permanently Closed | 2000 | Motor Oil
CRANSTON | SHREE MAA OF RI, INC. | 480 PONTIAC AVE | UST-1138 | Gasoline Station | 6 | 1984-10-09 | Permanently Closed | 500 | Heating Oil No.2
CRANSTON | SHREE MAA OF RI, INC. | 480 PONTIAC AVE | UST-1138 | Gasoline Station | 7 | 1984-10-09 | Permanently Closed | 1000 | Waste Oil
CRANSTON | SHREE MAA OF RI, INC. | 480 PONTIAC AVE | UST-1138 | Gasoline Station | 8 | 1984-10-09 | Permanently Closed | 550 | Waste Oil
CRANSTON | SHREE MAA OF RI, INC. | 480 PONTIAC AVE | UST-1138 | Gasoline Station | 9 | 1997-04-11 | In Use | 8000 | Gasoline | Double Walled | 2023-08-10
CRANSTON | SHREE MAA OF RI, INC. | 480 PONTIAC AVE | UST-1138 | Gasoline Station | 10 | 1997-04-11 | In Use | 8000 | Gasoline | Double Walled | 2023-08-10
CRANSTON | SHREE MAA OF RI, INC. | 480 PONTIAC AVE | UST-1138 | Gasoline Station | 11 | 1997-04-11 | In Use | 4000 | Gasoline | Double Walled | 2023-08-10
CRANSTON | SINGLE FAMILY RESIDENCE | 55 COLUMBIA AVE | UST-4398 | Private Residence | 1 | 1984-10-09 | Permanently Closed | 200 | Gasoline
CRANSTON | SIR SPEEDY | 969 PARK AVE | UST-4301 | Commercials | 1 | 1984-10-09 | In Use | 1000 | Heating Oil No.2
CRANSTON | SOCKANOSSET SCHOOL (FORMERLY) | SOCKANOSSET CROSS RD | UST-18733 | Education Private | 1 | 1984-10-09 | Permanently Closed | 10000 | Heating Oil No.4
CRANSTON | SOPRANO CONSTRUCTION | 225 MACKLIN ST | UST-18490 | Commercials | 1 | 1984-10-09 | Permanently Closed | 2000 | Diesel
CRANSTON | SOPRANO CONSTRUCTION | 225 MACKLIN ST | UST-18490 | Commercials | 2 | 1984-10-09 | Permanently Closed | 2000 | Diesel
CRANSTON | SOPRANO CONSTRUCTION | 225 MACKLIN ST | UST-18490 | Commercials | 3 | 1984-10-09 | Permanently Closed | 1000 | Diesel
CRANSTON | SOPRANO CONSTRUCTION | 225 MACKLIN ST | UST-18490 | Commercials | 4 | 1984-10-09 | Permanently Closed | 1000 | Diesel
CRANSTON | SOPRANO CONSTRUCTION | 225 MACKLIN ST | UST-18490 | Commercials | 5 | 1984-10-09 | Permanently Closed | 4000 | Diesel
CRANSTON | SOSCIA'S EGG FARM | 801 PIPPIN ORCHARD RD | UST-1024 | Farm | 1 | 1977-04-01 | Permanently Closed | 550 | Gasoline
CRANSTON | SOUTH ELMWOOD AUTO SERVICE | 1570 ELMWOOD AVE | UST-1584 | Gasoline Station | 1 | 1966-04-01 | Permanently Closed | 1000 | Gasoline
CRANSTON | SOUTH ELMWOOD AUTO SERVICE | 1570 ELMWOOD AVE | UST-1584 | Gasoline Station | 2 | 1966-04-01 | Permanently Closed | 1000 | Gasoline
CRANSTON | SOUTH ELMWOOD AUTO SERVICE | 1570 ELMWOOD AVE | UST-1584 | Gasoline Station | 3 | 1966-04-01 | Permanently Closed | 2000 | Gasoline
CRANSTON | SOUTH ELMWOOD OIL & ICE COMPANY | 1583 ELMWOOD AVE | UST-845 | Commercials | 1 | 1939-04-01 | Permanently Closed | 3000 | Gasoline
CRANSTON | SOUTH ELMWOOD OIL & ICE COMPANY | 1583 ELMWOOD AVE | UST-845 | Commercials | 2 | 1939-04-01 | Permanently Closed | 1000 | Gasoline
CRANSTON | SOUTH ELMWOOD OIL & ICE COMPANY | 1583 ELMWOOD AVE | UST-845 | Commercials | 3 | 1939-04-01 | Permanently Closed | 1000 | Gasoline
CRANSTON | SOUTH ELMWOOD OIL & ICE COMPANY | 1583 ELMWOOD AVE | UST-845 | Commercials | 4 | 1939-04-01 | Permanently Closed | 500 | Waste Oil
CRANSTON | SPEEDWAY #2820 | 305 PHENIX AVE | UST-294 | Gasoline Station | 1 | 1975-03-01 | Permanently Closed | 4800 | Gasoline
CRANSTON | SPEEDWAY #2820 | 305 PHENIX AVE | UST-294 | Gasoline Station | 2 | 1989-04-01 | Permanently Closed | 8000 | Gasoline | Single Walled
CRANSTON | SPEEDWAY #2820 | 305 PHENIX AVE | UST-294 | Gasoline Station | 3 | 1975-03-01 | Permanently Closed | 4800 | Gasoline
CRANSTON | SPEEDWAY #2820 | 305 PHENIX AVE | UST-294 | Gasoline Station | 4 | 1989-04-01 | Permanently Closed | 8000 | Gasoline | Single Walled
CRANSTON | SPEEDWAY #2820 | 305 PHENIX AVE | UST-294 | Gasoline Station | 5 | 1975-03-01 | Permanently Closed | 4800 | Gasoline
CRANSTON | SPEEDWAY #2820 | 305 PHENIX AVE | UST-294 | Gasoline Station | 6 | 1989-04-01 | Permanently Closed | 8000 | Gasoline | Single Walled
CRANSTON | SPEEDWAY #2820 | 305 PHENIX AVE | UST-294 | Gasoline Station | 7 | 1975-03-01 | Permanently Closed | 4800 | Gasoline
CRANSTON | SPEEDWAY #2820 | 305 PHENIX AVE | UST-294 | Gasoline Station | 8 | 2014-08-26 | In Use | 20000 | Gasoline | Double Walled | 2014-08-27
CRANSTON | SPEEDWAY #2820 | 305 PHENIX AVE | UST-294 | Gasoline Station | 9 | 2014-08-26 | In Use | 8000 | Gasoline | Double Walled | 2014-08-27
CRANSTON | SPEEDWAY #2820 | 305 PHENIX AVE | UST-294 | Gasoline Station | 10 | 2014-08-26 | In Use | 12000 | Diesel | Double Walled | 2014-08-27
CRANSTON | SPEEDY MART | 95 WARWICK AVE | UST-1909 | Gasoline Station | 1 | 1984-10-09 | Permanently Closed | 4000 | Gasoline
CRANSTON | SPEEDY MART | 95 WARWICK AVE | UST-1909 | Gasoline Station | 2 | 1984-10-09 | Permanently Closed | 4000 | Gasoline
CRANSTON | SPEEDY MART | 95 WARWICK AVE | UST-1909 | Gasoline Station | 3 | 1984-10-09 | Permanently Closed | 4000 | Gasoline
CRANSTON | SPEEDY MART | 95 WARWICK AVE | UST-1909 | Gasoline Station | 4 | 1984-10-09 | Permanently Closed | 3000 | Diesel
CRANSTON | SPEEDY MART | 95 WARWICK AVE | UST-1909 | Gasoline Station | 5 | 1984-10-09 | Permanently Closed | 3000 | Gasoline
CRANSTON | SPEEDY MART | 95 WARWICK AVE | UST-1909 | Gasoline Station | 6 | 1984-10-09 | Permanently Closed | 550 | Heating Oil No.2
CRANSTON | SPEEDY MART | 95 WARWICK AVE | UST-1909 | Gasoline Station | 7 | 1999-04-06 | In Use | 8000 | Gasoline | Double Walled | 2019-10-03
CRANSTON | SPEEDY MART | 95 WARWICK AVE | UST-1909 | Gasoline Station | 8 | 1999-04-06 | In Use | 4000 | Gasoline | Double Walled | 2019-10-03
CRANSTON | SPEEDY MART | 95 WARWICK AVE | UST-1909 | Gasoline Station | 9 | 1999-04-06 | In Use | 2000 | Diesel | Double Walled | 2019-10-03
CRANSTON | SPEEDY MART | 95 WARWICK AVE | UST-1909 | Gasoline Station | 10 | 1984-10-09 | Permanently Closed | 550 | Unknown
CRANSTON | ST. ANN'S CEMETERY | 73 CHURCH ST | UST-1720 | Other | 1 | 1965-01-01 | Permanently Closed | 2000 | Gasoline
CRANSTON | ST. ANN'S CEMETERY | 73 CHURCH ST | UST-1720 | Other | 2 | 1965-01-01 | Permanently Closed | 5000 | Heating Oil No.2
CRANSTON | ST. DAVIDS'S ON THE HILL | 301 MESHANICUT VALLEY PKWY. | UST-15789 | Other | 1 | 1984-10-09 | Permanently Closed | 1000 | Heating Oil No.2
CRANSTON | ST. GEORGE CHURCH | 1493 CRANSTON ST | UST-4637 | Other | 1 | 1984-10-09 | Permanently Closed | 2500 | Heating Oil No.2
CRANSTON | ST. JAMES HARDWARE | 386 DYER AVE | UST-4220 | Commercials | 1 | 1984-10-09 | Permanently Closed | 1000 | Heating Oil No.2
CRANSTON | ST. MARK CATHOLIC CHURCH | 1 GARDEN CT | UST-2021 | Other | 1 | 1952-06-01 | Permanently Closed | 1000 | Heating Oil No.2
CRANSTON | ST. MARK CATHOLIC CHURCH | 1 GARDEN CT | UST-2021 | Other | 2 | 1990-04-01 | Temporarily Closed | 1000 | Heating Oil No.2
CRANSTON | ST. MARK'S (CONVENT) | 31 POPLAR DR | UST-3325 | Other | 1 | 1961-05-01 | Permanently Closed | 2000 | Heating Oil No.2
CRANSTON | ST. MARY'S SCHOOL & PARISH CENTER | 85 CHESTER AVE | UST-3806 | Education Private | 1 | 1984-10-09 | In Use | 5000 | Heating Oil No.2
CRANSTON | ST. MARY'S SCHOOL & PARISH CENTER | 85 CHESTER AVE | UST-3806 | Education Private | 2 | 1984-10-09 | In Use | 5000 | Heating Oil No.2
CRANSTON | ST. MARY'S CHURCH | 1525 CRANSTON ST | UST-1978 | Other | 1 | 1984-10-09 | Permanently Closed | 5000 | Heating Oil No.2
CRANSTON | ST. MARY'S CHURCH | 1525 CRANSTON ST | UST-1978 | Other | 2 | 1984-10-09 | Permanently Closed | 1500 | Heating Oil No.2 | Single Walled
CRANSTON | ST. MATTHEW CHURCH | 1299 ELMWOOD AVE | UST-16180 | Other | 1 | 1984-10-09 | Permanently Closed | 2000 | Heating Oil No.2
CRANSTON | ST. MATTHEW'S CHURCH CORPORATION | 15 FRANCES AVE | UST-1973 | Other | 1 | 1952-05-01 | Permanently Closed | 5000 | Heating Oil No.4
CRANSTON | ST. MATTHEW'S CHURCH CORPORATION | 15 FRANCES AVE | UST-1973 | Other | 2 | 1952-05-01 | Permanently Closed | 1500 | Heating Oil No.2
CRANSTON | ST. MATTHEW'S CHURCH CORPORATION | 15 FRANCES AVE | UST-1973 | Other | 3 | 1964-05-01 | Permanently Closed | 3000 | Heating Oil No.2
CRANSTON | ST. PAUL'S CHURCH | ONE ST PAUL PL | UST-3655 | Other | 1 | 1984-10-09 | Permanently Closed | 4000 | Heating Oil No.2
CRANSTON | ST. PAUL'S CHURCH | ONE ST PAUL PL | UST-3655 | Other | 2 | 1984-10-09 | Permanently Closed | 3000 | Heating Oil No.2
CRANSTON | ST. PAUL'S CHURCH | ONE ST PAUL PL | UST-3655 | Other | 3 | 1984-10-09 | Permanently Closed | 2000 | Heating Oil No.2
CRANSTON | ST. PAUL'S SCHOOL | 1789 BROAD ST | UST-4499 | Education Private | 1 | 1984-10-09 | Permanently Closed | 5000 | Heating Oil No.2
CRANSTON | STADIUM SCHOOL | 100 CRESENT AVE | UST-860 | Education - Town | 1 | 1984-10-09 | In Use | 10000 | Heating Oil No.2
CRANSTON | STAFFALL, INC. | 1468 ELMWOOD AVE | UST-2327 | Commercials | 1 | 1960-04-01 | Permanently Closed | 1000 | Heating Oil No.2
CRANSTON | STAMP FARM | 219 COMSTOCK PKWY | UST-16787 | Farm | 1 | 1984-10-09 | Permanently Closed | 1000 | Gasoline
CRANSTON | STAMP FARM | 219 COMSTOCK PKWY | UST-16787 | Farm | 2 | 1984-10-09 | Permanently Closed | 1000 | Gasoline
CRANSTON | STATE OF RHODE ISLAND - DEPARTMENT OF ADMINISTRATI | 1240 PARK AVE | UST-4411 | State Government | 1 | 1984-10-09 | Permanently Closed | 500 | Heating Oil No.2
CRANSTON | STEPHEN GAULIN INSURANCE | 571 PONTIAC AVE | UST-18015 | Other | 1 | 1984-10-09 | Permanently Closed | 500 | Heating Oil No.2
CRANSTON | STILLER DISTRIBUTORS | 833 DYER AVE | UST-2195 | Commercials | 1 | 1984-10-09 | Permanently Closed | 1000 | Diesel
CRANSTON | STILLER DISTRIBUTORS | 833 DYER AVE | UST-2195 | Commercials | 2 | 1984-10-09 | Permanently Closed | 1000 | Heating Oil No.2
CRANSTON | STOP & SHOP #707 | 200 ATWOOD AVE | UST-15826 | Gasoline Station | 1 | 1984-10-09 | Permanently Closed | 10000 | Heating Oil No.2
CRANSTON | STOP & SHOP #707 | 200 ATWOOD AVE | UST-15826 | Gasoline Station | 2 | 2011-02-03 | In Use | 30000 | Gasoline | Double Walled
CRANSTON | STOP & SHOP #707 | 200 ATWOOD AVE | UST-15826 | Gasoline Station | 3 | 2011-02-03 | In Use | 10000 | Gasoline | Double Walled
CRANSTON | STURBRIDGE HOME BUILDERS | JUSTIN WAY | UST-18852 | Commercials | 1 | 1984-10-09 | Permanently Closed | 2000 | Unknown
CRANSTON | SUPER SERVICE OIL COMPANY (FORMERLY) | 40 WELL AVE | UST-689 | Commercials | 1 | 1982-04-01 | Permanently Closed | 550 | Diesel
CRANSTON | SUPER SERVICE OIL COMPANY (FORMERLY) | 40 WELL AVE | UST-689 | Commercials | 2 | 1984-04-01 | Permanently Closed | 2000 | Gasoline
CRANSTON | SUPER SERVICE OIL COMPANY (FORMERLY) | 40 WELL AVE | UST-689 | Commercials | 3 | 1965-04-01 | Permanently Closed | 1000 | Gasoline
CRANSTON | SUPER SERVICE OIL COMPANY (FORMERLY) | 40 WELL AVE | UST-689 | Commercials | 4 | 1984-10-09 | Permanently Closed | 500 | Heating Oil No.2
CRANSTON | SUPERIOR BAKERY, INC. | 1234 OAKLAWN AVE | UST-16578 | Commercials | 1 | 1984-10-09 | Permanently Closed | 1000 | Heating Oil No.2
CRANSTON | TACO, INC. | 1160 CRANSTON ST | UST-16171 | Commercials | 1 | 1984-10-09 | Permanently Closed | 15000 | Heating Oil No.6
CRANSTON | TACO, INC. | 1160 CRANSTON ST | UST-16171 | Commercials | 2 | 1984-10-09 | Permanently Closed | 5000 | Heating Oil No.6
CRANSTON | TACO, INC. | 1160 CRANSTON ST | UST-16171 | Commercials | 3 | 1984-10-09 | Permanently Closed | 500 | Heating Oil No.6
CRANSTON | TACO, INC. | 35 CARLSBAD ST | UST-4073 | Commercials | 1 | 1984-10-09 | Permanently Closed | 1000 | Heating Oil No.2
CRANSTON | TACO, INC. | CRANSTON & FIELD (CORNER OF) ST | UST-4087 | Commercials | 1 | 1984-10-09 | Permanently Closed | 500 | Waste Oil
CRANSTON | TACO, INC. | CRANSTON & FIELD (CORNER OF) ST | UST-4087 | Commercials | 2 | 1984-10-09 | Permanently Closed | 1000 | Unknown
CRANSTON | TACO, INC. | CRANSTON & FIELD (CORNER OF) ST | UST-4087 | Commercials | 3 | 1984-10-09 | Permanently Closed | 1000 | Unknown
CRANSTON | TACO, INC. | CRANSTON & FIELD (CORNER OF) ST | UST-4087 | Commercials | 4 | 1984-10-09 | Permanently Closed | 2000 | Unknown
CRANSTON | TAFT & MCSALLY LAW OFFICES | 21 GARDEN CITY DR | UST-19089 | Commercials | 1 | 1984-10-09 | Permanently Closed | 1000 | Heating Oil No.2
CRANSTON | TAUNTON AVENUE DOT GARAGE | FLETCHER ST | UST-15183 | State Government | 1 | 1984-10-09 | Permanently Closed | 2000 | Gasoline
CRANSTON | TAUNTON AVENUE DOT GARAGE | FLETCHER ST | UST-15183 | State Government | 2 | 1984-10-09 | Permanently Closed | 2000 | Heating Oil No.2
CRANSTON | TECHNIC INC. | 1 SPECTACLE ST | UST-2027 | Industrial | 1 | 1984-10-09 | Permanently Closed | 6000 | Heating Oil No.2
CRANSTON | TECHNIC INC. | 1 SPECTACLE ST | UST-2027 | Industrial | 2 | 1976-05-01 | Permanently Closed | 6000 | Heating Oil No.2
CRANSTON | TECHNIC INC. | 1 SPECTACLE ST | UST-2027 | Industrial | 3 | 1984-10-09 | Permanently Closed | 2000 | Heating Oil No.2
CRANSTON | TECHNIC, INC. | 860 WELLINGTON AVE | UST-3287 | Commercials | 1 | 1984-10-09 | Permanently Closed | 3000 | Heating Oil No.2
CRANSTON | TEDCO | 70 GLEN RD | UST-18327 | Commercials | 1 | 1984-10-09 | Permanently Closed | 1000 | Heating Oil No.2
CRANSTON | TEMPLE SINAI | 30 HAGEN AVE | UST-3411 | Other | 1 | 1963-03-01 | Permanently Closed | 7500 | Heating Oil No.2
CRANSTON | TEMPLE TORAT YISRAEL | 330 PARK AVE | UST-4434 | Commercials | 1 | 1984-10-09 | Permanently Closed | 1000 | Heating Oil No.2
CRANSTON | TEXACO OIL CO. (AL BRANCH) | 452 RESERVOIR AVE | UST-1489 | Commercials | 1 | 1961-10-01 | Permanently Closed | 4000 | Gasoline
CRANSTON | TEXACO OIL CO. (AL BRANCH) | 452 RESERVOIR AVE | UST-1489 | Commercials | 2 | 1961-10-01 | Permanently Closed | 4000 | Gasoline
CRANSTON | TEXACO OIL CO. (AL BRANCH) | 452 RESERVOIR AVE | UST-1489 | Commercials | 3 | 1961-10-01 | Permanently Closed | 4000 | Gasoline
CRANSTON | TEXACO OIL CO. (AL BRANCH) | 452 RESERVOIR AVE | UST-1489 | Commercials | 4 | 1961-10-01 | Permanently Closed | 500 | Heating Oil No.2
CRANSTON | TEXACO OIL CO. (AL BRANCH) | 452 RESERVOIR AVE | UST-1489 | Commercials | 5 | 1961-10-01 | Permanently Closed | 250 | Waste Oil
CRANSTON | TEXACO OIL CO. (AL BRANCH) | 452 RESERVOIR AVE | UST-1489 | Commercials | 6 | 1961-10-01 | Permanently Closed | 4000 | Gasoline
CRANSTON | THE LAWN BEAUTICIAN'S, INC. | 460 NATICK AVE | UST-2896 | Industrial | 1 | 1984-10-09 | Permanently Closed | 1000 | Gasoline
CRANSTON | THE LAWN BEAUTICIAN'S, INC. | 460 NATICK AVE | UST-2896 | Industrial | 2 | 1984-10-09 | Permanently Closed | 1000 | Heating Oil No.2
CRANSTON | THE PLANT STORE | 579 RESERVOIR AVE | UST-2912 | Commercials | 1 | 1984-10-09 | In Use | 500 | Heating Oil No.2
CRANSTON | THE R. J. CARBONE CO. | 1 GODDARD DR | UST-3067 | Commercials | 1 | 1989-05-01 | Permanently Closed | 5000 | Gasoline | Single Walled | 1989-05-01
CRANSTON | THE R. J. CARBONE CO. | 1 GODDARD DR | UST-3067 | Commercials | 2 | 1989-05-01 | Permanently Closed | 5000 | Diesel | Single Walled | 1989-05-01
CRANSTON | THERMO KING OF PROVIDENCE | 11 SHARPE DR | UST-2425 | Industrial | 1 | 1986-03-01 | Permanently Closed | 1000 | Heating Oil No.2
CRANSTON | TIME PLATING CO. | 30 LIBERA ST | UST-2593 | Industrial | 1 | 1976-01-01 | Permanently Closed | 1000 | Heating Oil No.2
CRANSTON | TIROCCHI REALTY | 131 FARMINGTON AVE | UST-15097 | Commercials | 1 | 1984-10-09 | Permanently Closed | 1000 | Diesel
CRANSTON | TNH SERVICE STATION | 266 PARK AVE | UST-1607 | Gasoline Station | 1 | 1971-05-01 | Permanently Closed | 6250 | Gasoline
CRANSTON | TNH SERVICE STATION | 266 PARK AVE | UST-1607 | Gasoline Station | 2 | 1994-10-01 | In Use | 8000 | Gasoline | Double Walled | 2017-08-16
CRANSTON | TNH SERVICE STATION | 266 PARK AVE | UST-1607 | Gasoline Station | 3 | 1971-05-01 | Permanently Closed | 6250 | Gasoline
CRANSTON | TNH SERVICE STATION | 266 PARK AVE | UST-1607 | Gasoline Station | 4 | 1994-10-01 | In Use | 8000 | Gasoline | Double Walled | 2017-08-16
CRANSTON | TNH SERVICE STATION | 266 PARK AVE | UST-1607 | Gasoline Station | 5 | 1971-05-01 | Permanently Closed | 6250 | Gasoline
CRANSTON | TNH SERVICE STATION | 266 PARK AVE | UST-1607 | Gasoline Station | 6 | 1984-10-09 | Permanently Closed | 275 | Waste Oil
CRANSTON | TNH SERVICE STATION | 266 PARK AVE | UST-1607 | Gasoline Station | 7 | 1984-10-09 | Permanently Closed | 275 | Heating Oil No.2
CRANSTON | TNH SERVICE STATION | 266 PARK AVE | UST-1607 | Gasoline Station | 8 | 1984-10-09 | Permanently Closed | 1000 | Heating Oil No.2
CRANSTON | TONY'S SERVICE CENTER | 716 PARK AVE | UST-3274 | Gasoline Station | 1 | 1976-11-01 | Permanently Closed | 8000 | Gasoline
CRANSTON | TONY'S SERVICE CENTER | 716 PARK AVE | UST-3274 | Gasoline Station | 2 | 1976-11-01 | Permanently Closed | 3000 | Gasoline
CRANSTON | TONY'S SERVICE CENTER | 716 PARK AVE | UST-3274 | Gasoline Station | 3 | 1976-11-01 | Permanently Closed | 4000 | Gasoline
CRANSTON | TONY'S SERVICE CENTER | 716 PARK AVE | UST-3274 | Gasoline Station | 4 | 1976-11-01 | Permanently Closed | 3000 | Gasoline
CRANSTON | TONY'S SERVICE CENTER | 716 PARK AVE | UST-3274 | Gasoline Station | 5 | 1980-11-01 | Permanently Closed | 4000 | Diesel
CRANSTON | TONY'S SERVICE CENTER | 716 PARK AVE | UST-3274 | Gasoline Station | 6 | 1984-10-09 | Permanently Closed | 1000 | Heating Oil No.2
CRANSTON | TONY'S SERVICE CENTER | 716 PARK AVE | UST-3274 | Gasoline Station | 7 | 1984-10-09 | Permanently Closed | 275 | Waste Oil
CRANSTON | TONY'S SERVICE CENTER | 716 PARK AVE | UST-3274 | Gasoline Station | 8 | 1984-10-09 | Permanently Closed | 275 | Waste Oil
CRANSTON | TORO AUTO SALES | 391 DYER AVE | UST-15257 | Commercials | 1 | 1984-10-09 | Permanently Closed | 5000 | Gasoline
CRANSTON | TORO AUTO SALES | 391 DYER AVE | UST-15257 | Commercials | 2 | 1984-10-09 | Permanently Closed | 2500 | Gasoline
CRANSTON | TORO AUTO SALES | 391 DYER AVE | UST-15257 | Commercials | 3 | 1984-10-09 | Permanently Closed | 2500 | Gasoline
CRANSTON | TOURO FRATERNAL ASSOCIATION | 45 ROLFE ST | UST-3580 | Other | 1 | 1984-10-09 | Permanently Closed | 1000 | Heating Oil No.2
CRANSTON | TRANS-TEX LLC | 117 PETTACONSETT AVE | UST-2606 | Commercials | 1 | 1984-10-09 | Permanently Closed | 1500 | Heating Oil No.2
CRANSTON | TRANS-TEX LLC | 117 PETTACONSETT AVE | UST-2606 | Commercials | 2 | 1984-10-09 | Permanently Closed | 1500 | Heating Oil No.2
CRANSTON | TRI-BRO TOOL (MOBIL) | 1370 ELMWOOD AVE | UST-15115 | Gasoline Station | 1 | 1984-10-09 | Permanently Closed | 4000 | Diesel
CRANSTON | TRI-BRO TOOL (MOBIL) | 1370 ELMWOOD AVE | UST-15115 | Gasoline Station | 2 | 1984-10-09 | Permanently Closed | 4000 | Diesel
CRANSTON | TRI-BRO TOOL (MOBIL) | 1370 ELMWOOD AVE | UST-15115 | Gasoline Station | 3 | 1984-10-09 | Permanently Closed | 3000 | Gasoline
CRANSTON | TRI-BRO TOOL (MOBIL) | 1370 ELMWOOD AVE | UST-15115 | Gasoline Station | 4 | 1984-10-09 | Permanently Closed | 3000 | Gasoline
CRANSTON | TRI-BRO TOOL (MOBIL) | 1370 ELMWOOD AVE | UST-15115 | Gasoline Station | 5 | 1984-10-09 | Permanently Closed | 4000 | Heating Oil No.6
CRANSTON | TRI-BRO TOOL (MOBIL) | 1370 ELMWOOD AVE | UST-15115 | Gasoline Station | 6 | 1984-10-09 | Permanently Closed | 550 | Waste Oil
CRANSTON | TROLLY BARN | 891 CRANSTON ST | UST-4023 | Commercials | 1 | 1984-10-09 | Permanently Closed | 1000 | Gasoline
CRANSTON | TROLLY BARN | 891 CRANSTON ST | UST-4023 | Commercials | 2 | 1984-10-09 | Permanently Closed | 1000 | Gasoline
CRANSTON | TYLER TRUCK SERVICE, INC. | 86 CALDER ST | UST-717 | Commercials | 1 | 1984-10-09 | Permanently Closed | 4000 | Diesel
CRANSTON | UNITED RENTALS, INC | 426 ATWOOD AVE | UST-2567 | Commercials | 1 | 1987-06-01 | Permanently Closed | 1000 | Gasoline | Double Walled
CRANSTON | UNIVERSAL SUPPLY | 1116 CRANSTON ST | UST-15692 | Commercials | 1 | 1969-04-01 | Permanently Closed | 550 | Gasoline
CRANSTON | VARTAN, INC. | 99 FLETCHER AVE | UST-16852 | Commercials | 1 | 1984-10-09 | Permanently Closed | 2000 | Heating Oil No.2
CRANSTON | VARTAN, INC. | 99 FLETCHER AVE | UST-16852 | Commercials | 2 | 1984-10-09 | Permanently Closed | 2000 | Heating Oil No.2
CRANSTON | VERIZON NEW ENGLAND, INC. (RI 310606) | 56 PHENIX AVE | UST-1208 | Commercials | 1 | 1984-10-09 | Permanently Closed | 3000 | Heating Oil No.2
CRANSTON | VERIZON NEW ENGLAND, INC. (RI 310606) | 56 PHENIX AVE | UST-1208 | Commercials | 2 | 1995-06-09 | In Use | 6000 | Diesel | Double Walled | 2017-07-18
CRANSTON | VERIZON NEW ENGLAND, INC. (RI 310606) | 56 PHENIX AVE | UST-1208 | Commercials | 3 | 1984-10-09 | Permanently Closed | 5000 | Kerosene
CRANSTON | VERIZON NEW ENGLAND, INC. (RI 310606) | 56 PHENIX AVE | UST-1208 | Commercials | 4 | 1984-10-09 | Permanently Closed | 1500 | Diesel
CRANSTON | VERIZON NEW ENGLAND, INC. (RI 310606) | 56 PHENIX AVE | UST-1208 | Commercials | 5 | 1984-10-09 | Permanently Closed | 550 | Unknown
CRANSTON | VFW | 70 PETTACONSETT AVE | UST-4214 | Commercials | 1 | 1984-10-09 | Permanently Closed | 1000 | Heating Oil No.2
CRANSTON | VFW POST 2812 | 1418 PLAINFIELD PIKE | UST-18776 | Commercials | 1 | 1984-10-09 | Permanently Closed | 1000 | Unknown
CRANSTON | VFW POST 2812 | 1418 PLAINFIELD PIKE | UST-18776 | Commercials | 2 | 1984-10-09 | Permanently Closed | 3000 | Unknown
CRANSTON | VFW POST 2812 | 1418 PLAINFIELD PIKE | UST-18776 | Commercials | 3 | 2000-06-13 | In Use | 3000 | Heating Oil No.2 | Double Walled
CRANSTON | VINNY'S AUTO AND TRUCK | 1694 PLAINFIELD PIKE | UST-16285 | Commercials | 1 | 1984-10-09 | Permanently Closed | 550 | Gasoline
CRANSTON | VIP FOOD & FUEL | 763 RESERVOIR AVE | UST-777 | Commercials | 1 | 1983-07-01 | Permanently Closed | 8000 | Gasoline
CRANSTON | VIP FOOD & FUEL | 763 RESERVOIR AVE | UST-777 | Commercials | 2 | 1983-07-01 | Permanently Closed | 8000 | Gasoline
CRANSTON | VIP FOOD & FUEL | 763 RESERVOIR AVE | UST-777 | Commercials | 3 | 1984-10-09 | Permanently Closed | 3000 | Gasoline
CRANSTON | VIP FOOD & FUEL | 763 RESERVOIR AVE | UST-777 | Commercials | 4 | 1984-10-09 | Permanently Closed | 3000 | Gasoline
CRANSTON | VIP FOOD & FUEL | 763 RESERVOIR AVE | UST-777 | Commercials | 5 | 1984-10-09 | Permanently Closed | 550 | Waste Oil
CRANSTON | VIP FOOD & FUEL | 763 RESERVOIR AVE | UST-777 | Commercials | 6 | 1984-10-09 | Permanently Closed | 1000 | Heating Oil No.2
CRANSTON | VITO'S SERVICE STATION, INC. | 936 CRANSTON ST | UST-1597 | Gasoline Station | 1 | 1976-10-01 | Permanently Closed | 10000 | Gasoline
CRANSTON | VITO'S SERVICE STATION, INC. | 936 CRANSTON ST | UST-1597 | Gasoline Station | 2 | 1976-10-01 | Permanently Closed | 10000 | Gasoline
CRANSTON | VITO'S SERVICE STATION, INC. | 936 CRANSTON ST | UST-1597 | Gasoline Station | 3 | 1984-10-09 | Permanently Closed | 1000 | Waste Oil
CRANSTON | VITO'S SERVICE STATION, INC. | 936 CRANSTON ST | UST-1597 | Gasoline Station | 4 | 1984-10-09 | Permanently Closed | 275 | Waste Oil
CRANSTON | WARWICK AVENUE MOBIL | 260 WARWICK AVE | UST-593 | Gasoline Station | 1 | 1975-04-01 | Permanently Closed | 10000 | Gasoline
CRANSTON | WARWICK AVENUE MOBIL | 260 WARWICK AVE | UST-593 | Gasoline Station | 2 | 1975-04-01 | Permanently Closed | 10000 | Gasoline
CRANSTON | WARWICK AVENUE MOBIL | 260 WARWICK AVE | UST-593 | Gasoline Station | 3 | 1975-04-01 | Permanently Closed | 10000 | Gasoline
CRANSTON | WARWICK NURSERIES | 261 WARWICK AVE | UST-4407 | Farm | 1 | 1984-10-09 | Permanently Closed | 1000 | Heating Oil No.2
CRANSTON | WARWICK NURSERIES | 261 WARWICK AVE | UST-4407 | Farm | 2 | 1984-10-09 | Permanently Closed | 1000 | Diesel
CRANSTON | WASTE MANAGEMENT OF RI, INC. | 1688 PONTIAC AVE | UST-3133 | Commercials | 1 | 1980-05-01 | Permanently Closed | 4000 | Gasoline | Double Walled
CRANSTON | WASTE MANAGEMENT OF RI, INC. | 1688 PONTIAC AVE | UST-3133 | Commercials | 2 | 1980-05-01 | Permanently Closed | 3000 | Other
CRANSTON | WASTE MANAGEMENT OF RI, INC. | 1688 PONTIAC AVE | UST-3133 | Commercials | 3 | 1980-05-01 | Permanently Closed | 10000 | Diesel
CRANSTON | WASTE MANAGEMENT OF RI, INC. | 1688 PONTIAC AVE | UST-3133 | Commercials | 4 | 1979-06-01 | Permanently Closed | 2000 | Heating Oil No.2
CRANSTON | WASTE MANAGEMENT OF RI, INC. | 1688 PONTIAC AVE | UST-3133 | Commercials | 5 | 1993-12-01 | Permanently Closed | 15000 | Diesel | Double Walled | 2016-08-22
CRANSTON | WATERMAN SCHOOL | 722 PONTIAC AVE | UST-857 | Education - Town | 1 | 1984-10-09 | Permanently Closed | 4000 | Heating Oil No.2
CRANSTON | WAYNE DISTRIBUTING | 45 SHARPE DR | UST-1834 | Commercials | 1 | 1980-06-01 | Permanently Closed | 10000 | Diesel
CRANSTON | WAYNE DISTRIBUTING | 45 SHARPE DR | UST-1834 | Commercials | 2 | 1980-06-01 | Permanently Closed | 5000 | Diesel
CRANSTON | WELLINGTON AVENUE PUMPING STATION | 241 WELLINGTON AVE | UST-1099 | City/Town Government | 1 | 1984-10-09 | Permanently Closed | 500 | Heating Oil No.2
CRANSTON | WERNER, SULLIVAN & NILSSON | 21 ROLFE SQ | UST-4279 | Commercials | 1 | 1984-10-09 | Permanently Closed | 1000 | Heating Oil No.2
CRANSTON | WOODLAWN LAUNDRY (FORMERLY) | 808 PARK AVE | UST-16757 | Commercials | 1 | 1984-10-09 | Permanently Closed | 1000 | Heating Oil No.2
CRANSTON | WOODRIDGE CONGREGATIONAL CHURCH | 30 JACKSON RD | UST-2887 | Other | 1 | 1958-11-01 | Permanently Closed | 1000 | Heating Oil No.2
CRANSTON | WOODRIDGE CONGREGATIONAL CHURCH | 30 JACKSON RD | UST-2887 | Other | 2 | 1958-11-01 | Permanently Closed | 2000 | Heating Oil No.2
CRANSTON | WOODRIDGE MANOR | 444 MESHANICUT VALLEY PKWY | UST-19085 | Commercials | 1 | 1984-10-09 | Permanently Closed | 2000 | Heating Oil No.2
CRANSTON | WOODRIDGE MANOR | 444 MESHANICUT VALLEY PKWY | UST-19085 | Commercials | 2 | 1984-10-09 | Permanently Closed | 2000 | Heating Oil No.2
CRANSTON | WOODRIDGE MANOR | 444 MESHANICUT VALLEY PKWY | UST-19085 | Commercials | 3 | 1984-10-09 | Permanently Closed | 2000 | Heating Oil No.2
CRANSTON | WOOLF BLDG. (CITIZENS BANK) | 50-52 ROLFE ST | UST-18844 | Commercials | 1 | 1984-10-09 | Permanently Closed | 1000 | Unknown
CRANSTON | XPO LOGISTICS FREIGHT, INC. | 15 SOUTHERN INDUSTRIAL DR | UST-18926 | Commercials | 1 | 2001-10-16 | In Use | 20000 | Diesel | Double Walled | 2023-10-24
CRANSTON | YARD WORKS INC | 311 WARWICK AVE | UST-18212 | Commercials | 1 | 1984-10-09 | Permanently Closed | 500 | Heating Oil No.2
CRANSTON | YOULDEN STREET PUMPING STATION | 7 YOULDEN ST | UST-1093 | City/Town Government | 1 | 1974-09-01 | Permanently Closed | 285 | Diesel
CRANSTON | ZARRELLO PLUMBING AND HEATING | 75 BUDLONG RD | UST-1605 | Commercials | 1 | 1966-03-01 | Permanently Closed | 1000 | Gasoline
CRANSTON | ZAYRE DEPARTMENT STORE #132 | 155 BALD HILL RD | UST-1957 | Commercials | 1 | 1968-08-01 | Permanently Closed | 500 | Waste Oil
CRANSTON | ZEUS REALTY COMPANY (VACANT BLDG) | 69-105 GORDON ST | UST-18113 | Commercials | 1 | 1984-10-09 | Permanently Closed | 2000 | Heating Oil No.2
CRANSTON | ZEUS REALTY COMPANY (VACANT BLDG) | 69-105 GORDON ST | UST-18113 | Commercials | 2 | 1984-10-09 | Permanently Closed | 2500 | Heating Oil No.2
CRANSTON | ZEUS REALTY COMPANY (VACANT BLDG) | 69-105 GORDON ST | UST-18113 | Commercials | 3 | 1984-10-09 | Permanently Closed | 5000 | Heating Oil No.6
CRANSTON | ZEUS REALTY COMPANY (VACANT BLDG) | 69-105 GORDON ST | UST-18113 | Commercials | 4 | 1984-10-09 | Permanently Closed | 8000 | Heating Oil No.6
CUMBERLAND | 124 OVERHILL ROAD RESIDENCE | 124 OVERHILL RD | UST-4817 | Private Residence | 1 | 1977-01-01 | Permanently Closed | 2000 | Heating Oil No.2 | Single Walled
CUMBERLAND | 163 BURNT SWAMP ROAD RESIDENCE | 163 BURNT SWAMP RD | UST-4827 | Private Residence | 1 | null | Permanently Closed | 5000 | Heating Oil No.2
CUMBERLAND | 163 BURNT SWAMP ROAD RESIDENCE | 163 BURNT SWAMP RD | UST-4827 | Private Residence | 2 | null | Permanently Closed | 10000 | Heating Oil No.2
CUMBERLAND | 2 MEETING STREET COMMERCIAL BLDG | 2 MEETING ST | UST-4887 | Multiple Residence | 1 | null | Permanently Closed | 1000 | Heating Oil No.2
CUMBERLAND | 6 TENANT APARTMENT BUILDING | 1754 DIAMOND HILL RD | UST-4419 | Multiple Residence | 1 | 1984-10-09 | Permanently Closed | 2000 | Heating Oil No.2
CUMBERLAND | A & H REPAIR | 250 MENDON RD | UST-15276 | Commercials | 1 | 1984-10-09 | Permanently Closed | 2000 | Gasoline
CUMBERLAND | A & H REPAIR | 250 MENDON RD | UST-15276 | Commercials | 2 | 1984-10-09 | Permanently Closed | 2000 | Gasoline
CUMBERLAND | A & H REPAIR | 250 MENDON RD | UST-15276 | Commercials | 3 | 1984-10-09 | Permanently Closed | 4000 | Gasoline
CUMBERLAND | ADMIRAL INN | 490 MENDON RD | UST-15621 | Commercials | 1 | 1984-10-09 | Permanently Closed | 1000 | Heating Oil No.2
CUMBERLAND | ALMAC'S | 75 MENDON RD | UST-3335 | Commercials | 1 | 1959-05-01 | Permanently Closed | 2000 | Heating Oil No.2
CUMBERLAND | AMARAL BUILDING | 16 MILL ST | UST-4872 | City/Town Government | 1 | null | Permanently Closed | 1000 | Heating Oil No.2
CUMBERLAND | AMERICAN INSULATED WIRE - NORTHEAST | SPRING ST | UST-18262 | Industrial | 1 | 1984-10-09 | Permanently Closed | 25000 | Heating Oil No.6
CUMBERLAND | AMERICAN INSULATED WIRE - NORTHEAST | SPRING ST | UST-18262 | Industrial | 2 | 1984-10-09 | Permanently Closed | 25000 | Heating Oil No.6
CUMBERLAND | AMERICAN STEEL & ALUMINUM | 197 DEXTER ST | UST-332 | Industrial | 1 | 1978-03-01 | Permanently Closed | 12000 | Heating Oil No.2
CUMBERLAND | AMERICAN STEEL & ALUMINUM | 197 DEXTER ST | UST-332 | Industrial | 2 | 1968-03-01 | Permanently Closed | 4000 | Diesel
CUMBERLAND | ANGELO'S PIZZA | 133 MENDON RD | UST-18818 | Commercials | 1 | 1984-10-09 | Permanently Closed | 500 | Unknown
CUMBERLAND | ANN & HOPE | ONE ANN & HOPE WAY | UST-354 | Commercials | 1 | 1980-04-01 | Permanently Closed | 2000 | Heating Oil No.2
CUMBERLAND | ANN & HOPE | ONE ANN & HOPE WAY | UST-354 | Commercials | 2 | 1947-04-01 | Permanently Closed | 10000 | Heating Oil No.6
CUMBERLAND | ANN & HOPE | ONE ANN & HOPE WAY | UST-354 | Commercials | 3 | 1947-04-01 | Permanently Closed | 10000 | Heating Oil No.6
CUMBERLAND | ARMAND LEBEAU | 312 MENDON RD | UST-4316 | Private Residence | 1 | 1984-10-09 | Permanently Closed | 3000 | Heating Oil No.2
CUMBERLAND | ARMAND LEBEAU | 312 MENDON RD | UST-4316 | Private Residence | 2 | 1984-10-09 | Permanently Closed | 1800 | Heating Oil No.2
CUMBERLAND | ASHTON FIRE DISTRICT | 1530 MENDON RD | UST-2950 | City/Town Government | 1 | 1967-01-01 | In Use | 500 | Heating Oil No.2
CUMBERLAND | ASHTON PARK CONSTRUCTION | 8 ASHTON PKWY | UST-3255 | Commercials | 1 | 1975-09-01 | Permanently Closed | 6000 | Diesel
CUMBERLAND | B C PETROLEUM | 3585 MENDON RD | UST-1177 | Gasoline Station | 1 | 1960-01-01 | Permanently Closed | 4000 | Gasoline
CUMBERLAND | B C PETROLEUM | 3585 MENDON RD | UST-1177 | Gasoline Station | 2 | 1960-01-01 | Permanently Closed | 4000 | Gasoline
CUMBERLAND | B C PETROLEUM | 3585 MENDON RD | UST-1177 | Gasoline Station | 3 | 1960-01-01 | Permanently Closed | 4000 | Gasoline
CUMBERLAND | B C PETROLEUM | 3585 MENDON RD | UST-1177 | Gasoline Station | 4 | 1960-01-01 | Permanently Closed | 4000 | Gasoline
CUMBERLAND | B C PETROLEUM | 3585 MENDON RD | UST-1177 | Gasoline Station | 5 | 1984-10-09 | Permanently Closed | 500 | Waste Oil
CUMBERLAND | B C PETROLEUM | 3585 MENDON RD | UST-1177 | Gasoline Station | 7 | 1991-07-01 | Permanently Closed | 10000 | Gasoline | Single Walled | 1991-07-01
CUMBERLAND | B C PETROLEUM | 3585 MENDON RD | UST-1177 | Gasoline Station | 8 | 1991-07-01 | Permanently Closed | 6000 | Gasoline | Single Walled | 1991-07-01
CUMBERLAND | B C PETROLEUM | 3585 MENDON RD | UST-1177 | Gasoline Station | 9 | 1991-08-01 | Permanently Closed | 8000 | Gasoline | Single Walled | 1991-08-01
CUMBERLAND | B.F. NORTON SCHOOL | 364 BROAD ST | UST-2968 | Education - Town | 1 | 1994-08-01 | Permanently Closed | 6000 | Heating Oil No.2 | Double Walled
CUMBERLAND | B.F. NORTON SCHOOL | 364 BROAD ST | UST-2968 | Education - Town | 2 | 1984-10-09 | Permanently Closed | 4000 | Heating Oil No.2
CUMBERLAND | BARBARA BROWN | 30 CIRCUIT DR | UST-2666 | Private Residence | 1 | 1984-10-09 | Permanently Closed | 2000 | Heating Oil No.2
CUMBERLAND | BEAR HILL VILLAGE 1 | 156 BEAR HILL RD | UST-3650 | Commercials | 1 | 1979-01-01 | Permanently Closed | 12600 | Diesel
CUMBERLAND | BEAUDOIN REALTY | 22 MANVILLE HILL RD | UST-1928 | Commercials | 1 | 1969-06-01 | Permanently Closed | 500 | Heating Oil No.2
CUMBERLAND | BESTWAY | 302 BROAD ST | UST-609 | Gasoline Station | 1 | 1981-04-01 | Permanently Closed | 10000 | Gasoline | Single Walled | 1997-06-12
CUMBERLAND | BESTWAY | 302 BROAD ST | UST-609 | Gasoline Station | 2 | 1981-04-01 | Permanently Closed | 10000 | Gasoline | Single Walled | 1997-06-12
CUMBERLAND | BESTWAY | 302 BROAD ST | UST-609 | Gasoline Station | 3 | 1981-04-01 | Permanently Closed | 10000 | Diesel | Single Walled | 1997-06-12
CUMBERLAND | BESTWAY | 302 BROAD ST | UST-609 | Gasoline Station | 4 | 2018-09-21 | In Use | 10000 | Gasoline | Double Walled | 2018-10-18
CUMBERLAND | BESTWAY | 302 BROAD ST | UST-609 | Gasoline Station | 5 | 2018-09-21 | In Use | 5000 | Gasoline | Double Walled | 2018-10-18
CUMBERLAND | BESTWAY | 302 BROAD ST | UST-609 | Gasoline Station | 6 | 2018-09-21 | In Use | 10000 | Gasoline | Double Walled | 2018-10-18
CUMBERLAND | BESTWAY | 302 BROAD ST | UST-609 | Gasoline Station | 7 | 2018-09-21 | In Use | 5000 | Diesel | Double Walled | 2018-10-18
CUMBERLAND | BESTWAY MOBIL GAS STATION | 1178 HIGH ST | UST-582 | Gasoline Station | 1 | 1971-08-01 | Permanently Closed | 6000 | Gasoline | Single Walled | 1998-07-22
CUMBERLAND | BESTWAY MOBIL GAS STATION | 1178 HIGH ST | UST-582 | Gasoline Station | 2 | 1971-08-01 | Permanently Closed | 6000 | Gasoline | Single Walled | 1998-07-22
CUMBERLAND | BESTWAY MOBIL GAS STATION | 1178 HIGH ST | UST-582 | Gasoline Station | 3 | 1971-08-01 | Permanently Closed | 8000 | Gasoline | Single Walled | 1998-07-22
CUMBERLAND | BESTWAY MOBIL GAS STATION | 1178 HIGH ST | UST-582 | Gasoline Station | 4 | 2019-01-17 | In Use | 15000 | Gasoline | Double Walled | 2019-02-08
CUMBERLAND | BESTWAY MOBIL GAS STATION | 1178 HIGH ST | UST-582 | Gasoline Station | 5 | 2019-01-17 | In Use | 4000 | Gasoline | Double Walled | 2019-02-08
CUMBERLAND | BESTWAY MOBIL GAS STATION | 1178 HIGH ST | UST-582 | Gasoline Station | 6 | 2019-01-17 | In Use | 8000 | Diesel | Double Walled | 2019-02-08
CUMBERLAND | BLACKSTONE VALLEY ELECTRIC COMPANY | DEXTER ST | UST-594 | Industrial | 1 | 1954-04-01 | Permanently Closed | 5000 | Not Listed
CUMBERLAND | BORGES FOUNDRY | 12 ANN & HOPE WAY | UST-17057 | Other | 1 | 1984-10-09 | Permanently Closed | 1000 | Heating Oil No.2
CUMBERLAND | BORGES FOUNDRY | 12 ANN & HOPE WAY | UST-17057 | Other | 2 | 1984-10-09 | Permanently Closed | 2000 | Heating Oil No.2
CUMBERLAND | BRISSETTE'S GARAGE (FORMERLY) | 85 PINE SWAMP RD | UST-18454 | Commercials | 1 | 1984-10-09 | Permanently Closed | 3000 | Gasoline
CUMBERLAND | BRISSETTE'S GARAGE (FORMERLY) | 85 PINE SWAMP RD | UST-18454 | Commercials | 2 | 1984-10-09 | Permanently Closed | 3000 | Gasoline
CUMBERLAND | BRISSETTE'S GARAGE (FORMERLY) | 85 PINE SWAMP RD | UST-18454 | Commercials | 3 | 1984-10-09 | Permanently Closed | 1000 | Gasoline
CUMBERLAND | BROAD STREET FOOD AND FUEL | 290 BROAD ST | UST-764 | Gasoline Station | 1 | 1979-04-01 | Permanently Closed | 5000 | Gasoline
CUMBERLAND | BROAD STREET FOOD AND FUEL | 290 BROAD ST | UST-764 | Gasoline Station | 2 | 1979-04-01 | Permanently Closed | 6000 | Gasoline
CUMBERLAND | BROAD STREET FOOD AND FUEL | 290 BROAD ST | UST-764 | Gasoline Station | 3 | 1979-04-01 | Permanently Closed | 6000 | Gasoline
CUMBERLAND | BROAD STREET FOOD AND FUEL | 290 BROAD ST | UST-764 | Gasoline Station | 4 | 1984-10-09 | Permanently Closed | 550 | Heating Oil No.2
CUMBERLAND | BROAD STREET FOOD AND FUEL | 290 BROAD ST | UST-764 | Gasoline Station | 5 | 1984-10-09 | Permanently Closed | 550 | Waste Oil
CUMBERLAND | BROAD STREET FOOD AND FUEL | 290 BROAD ST | UST-764 | Gasoline Station | 6 | 1999-03-18 | In Use | 10000 | Gasoline | Double Walled
CUMBERLAND | BROAD STREET FOOD AND FUEL | 290 BROAD ST | UST-764 | Gasoline Station | 7 | 1999-03-18 | In Use | 8000 | Gasoline | Double Walled
CUMBERLAND | BULLOCK OIL COMPANY (MCCOY OIL COMPANY) | 213 BROAD ST | UST-1009 | Gasoline Station | 1 | 1945-04-01 | Permanently Closed | 10000 | Heating Oil No.2
CUMBERLAND | BULLOCK OIL COMPANY (MCCOY OIL COMPANY) | 213 BROAD ST | UST-1009 | Gasoline Station | 2 | 1945-04-01 | Permanently Closed | 10000 | Heating Oil No.2
CUMBERLAND | BULLOCK OIL COMPANY (MCCOY OIL COMPANY) | 213 BROAD ST | UST-1009 | Gasoline Station | 3 | 1945-04-01 | Permanently Closed | 15000 | Heating Oil No.2
CUMBERLAND | BULLOCK OIL COMPANY (MCCOY OIL COMPANY) | 213 BROAD ST | UST-1009 | Gasoline Station | 4 | 1965-04-01 | Permanently Closed | 1000 | Gasoline
CUMBERLAND | BULLOCK OIL COMPANY (MCCOY OIL COMPANY) | 213 BROAD ST | UST-1009 | Gasoline Station | 5 | 1984-10-09 | Permanently Closed | 500 | Diesel
CUMBERLAND | CADILLAC MILLS | 30 MEETING ST | UST-17044 | Other | 1 | 1984-10-09 | Permanently Closed | 3000 | Heating Oil No.6
CUMBERLAND | CADILLAC MILLS | 30 MEETING ST | UST-17044 | Other | 2 | 1984-10-09 | Permanently Closed | 12600 | Heating Oil No.6
CUMBERLAND | CADILLAC MILLS | 30 MEETING ST | UST-17044 | Other | 3 | 1984-10-09 | Permanently Closed | 8300 | Heating Oil No.6
CUMBERLAND | CARL ENCH | MILL ST | UST-15024 | Commercials | 1 | 1984-10-09 | Permanently Closed | 6000 | Gasoline
CUMBERLAND | CARL ENCH | MILL ST | UST-15024 | Commercials | 2 | 1984-10-09 | Permanently Closed | 6000 | Gasoline
CUMBERLAND | CARL ENCH | MILL ST | UST-15024 | Commercials | 3 | 1984-10-09 | Permanently Closed | 10000 | Gasoline
CUMBERLAND | CCL CUSTOM MANUFACTURING, INC. | 35 MARTIN ST | UST-86 | Industrial | 1 | 1984-10-09 | Permanently Closed | 10000 | Heating Oil No.6
CUMBERLAND | CENTRAL GRAMMAR SCHOOL | 22 CLARK ST | UST-2795 | Education - Town | 1 | 1997-10-24 | Permanently Closed | 2500 | Heating Oil No.2
CUMBERLAND | CHIMNEY HILL APARTMENTS | 2065 MENDON RD | UST-3721 | Commercials | 1 | 1984-10-09 | Permanently Closed | 1000 | Diesel
CUMBERLAND | CITGO STATION/JOHNSON PRODUCTS, INC. | ALBION & MENDON RDS/PLAZA | UST-884 | Gasoline Station | 1 | 1967-04-01 | Permanently Closed | 10000 | Gasoline
CUMBERLAND | CITGO STATION/JOHNSON PRODUCTS, INC. | ALBION & MENDON RDS/PLAZA | UST-884 | Gasoline Station | 2 | 1967-04-01 | Permanently Closed | 10000 | Gasoline
CUMBERLAND | CITGO STATION/JOHNSON PRODUCTS, INC. | ALBION & MENDON RDS/PLAZA | UST-884 | Gasoline Station | 3 | 1967-04-01 | Permanently Closed | 10000 | Gasoline
CUMBERLAND | CLAIRE LAVELLE | 500 SCOTT RD | UST-17204 | Private Residence | 1 | 1984-10-09 | Permanently Closed | 2000 | Heating Oil No.2
CUMBERLAND | CLUBE JUVENTUDE LUSITANA | 10 CHASE ST | UST-2184 | Other | 1 | 1986-08-01 | Permanently Closed | 2000 | Heating Oil No.2
CUMBERLAND | COAST TO COAST CONST. CO., INC. | 2440 MENDON RD | UST-1712 | Commercials | 1 | 1974-04-01 | Permanently Closed | 4000 | Gasoline
CUMBERLAND | COMMUNITY SCHOOL | WHIPPLE RD | UST-2793 | Education - Town | 1 | 1997-10-29 | Permanently Closed | 5000 | Heating Oil No.2
CUMBERLAND | COMTEC INFO SYSTEMS, INC. | 53 JOHN ST | UST-16500 | Commercials | 1 | 1984-10-09 | Permanently Closed | 5000 | Heating Oil No.4
CUMBERLAND | COMTEC INFO SYSTEMS, INC. | 53 JOHN ST | UST-16500 | Commercials | 2 | 1984-10-09 | Permanently Closed | 1000 | Heating Oil No.2
CUMBERLAND | CONWAY'S BUS SERVICE, INC. | 10 NATE WHIPPLE HWY | UST-261 | Commercials | 1 | 1970-03-01 | Permanently Closed | 4000 | Gasoline
CUMBERLAND | CONWAY'S BUS SERVICE, INC. | 10 NATE WHIPPLE HWY | UST-261 | Commercials | 2 | 1970-03-01 | Permanently Closed | 1000 | Gasoline
CUMBERLAND | CONWAY'S BUS SERVICE, INC. | 10 NATE WHIPPLE HWY | UST-261 | Commercials | 3 | 1970-03-01 | Permanently Closed | 4000 | Diesel
CUMBERLAND | CONWAY'S BUS SERVICE, INC. | 10 NATE WHIPPLE HWY | UST-261 | Commercials | 4 | 1987-04-01 | Permanently Closed | 6000 | Diesel | Single Walled
CUMBERLAND | CONWAY'S BUS SERVICE, INC. | 10 NATE WHIPPLE HWY | UST-261 | Commercials | 5 | 1987-04-01 | Permanently Closed | 1000 | Gasoline | Single Walled
CUMBERLAND | CONWAY'S BUS SERVICE, INC. | 10 NATE WHIPPLE HWY | UST-261 | Commercials | 6 | 1984-10-09 | Permanently Closed | 1000 | Gasoline
CUMBERLAND | CUMBERLAND ANIMAL HOSPITAL | 6 POUND RD | UST-18807 | Commercials | 1 | 1984-10-09 | Permanently Closed | 1000 | Unknown
CUMBERLAND | CUMBERLAND FARMS, INC. #3869 | 3400 MENDON RD | UST-3699 | Gasoline Station | 1 | 1995-01-01 | In Use | 10000 | Gasoline | Double Walled
CUMBERLAND | CUMBERLAND FARMS, INC. #3869 | 3400 MENDON RD | UST-3699 | Gasoline Station | 2 | 1995-01-01 | In Use | 12000 | Gasoline | Double Walled
CUMBERLAND | CUMBERLAND FOUNDRY | 310 WEST WRENTHAM RD | UST-16751 | Other | 1 | 1984-10-09 | Permanently Closed | 500 | Gasoline
CUMBERLAND | CUMBERLAND HIGH SCHOOL | 2600 MENDON RD | UST-2791 | Education - Town | 1 | 1960-10-01 | Permanently Closed | 10000 | Heating Oil No.2
CUMBERLAND | CUMBERLAND HIGH SCHOOL | 2600 MENDON RD | UST-2791 | Education - Town | 2 | 1960-10-01 | Permanently Closed | 10000 | Heating Oil No.2
CUMBERLAND | CUMBERLAND HIGH SCHOOL | 2600 MENDON RD | UST-2791 | Education - Town | 3 | 1969-10-01 | Permanently Closed | 10000 | Heating Oil No.2
CUMBERLAND | CUMBERLAND HILL AUTO SERVICE | 4062 MENDON RD | UST-1850 | Gasoline Station | 1 | 1984-10-09 | Permanently Closed | 4000 | Gasoline
CUMBERLAND | CUMBERLAND HILL AUTO SERVICE | 4062 MENDON RD | UST-1850 | Gasoline Station | 2 | 1982-07-01 | Permanently Closed | 4000 | Gasoline
CUMBERLAND | CUMBERLAND HILL AUTO SERVICE | 4062 MENDON RD | UST-1850 | Gasoline Station | 3 | 1982-07-01 | Permanently Closed | 4000 | Gasoline
CUMBERLAND | CUMBERLAND HILL SCHOOL | MANVILLE HILL RD | UST-2792 | Education - Town | 1 | 1955-10-01 | Permanently Closed | 10000 | Heating Oil No.4
CUMBERLAND | CUMBERLAND MIDDLE SCHOOL | 45 HIGHLAND AVE | UST-3485 | Education - Town | 1 | 1969-01-01 | In Use | 10000 | Heating Oil No.2
CUMBERLAND | CUMBERLAND MINI MART / EXXON | 3392 MENDON RD | UST-2114 | Gasoline Station | 1 | 1966-05-01 | Permanently Closed | 5000 | Gasoline
CUMBERLAND | CUMBERLAND MINI MART / EXXON | 3392 MENDON RD | UST-2114 | Gasoline Station | 2 | 1991-12-01 | Permanently Closed | 8000 | Gasoline | Double Walled
CUMBERLAND | CUMBERLAND MINI MART / EXXON | 3392 MENDON RD | UST-2114 | Gasoline Station | 3 | 1966-05-01 | Permanently Closed | 5000 | Gasoline
CUMBERLAND | CUMBERLAND MINI MART / EXXON | 3392 MENDON RD | UST-2114 | Gasoline Station | 4 | 1991-12-01 | Permanently Closed | 8000 | Gasoline | Double Walled
CUMBERLAND | CUMBERLAND MINI MART / EXXON | 3392 MENDON RD | UST-2114 | Gasoline Station | 5 | 1966-05-01 | Permanently Closed | 2000 | Gasoline
CUMBERLAND | CUMBERLAND MINI MART / EXXON | 3392 MENDON RD | UST-2114 | Gasoline Station | 6 | 1991-12-01 | Permanently Closed | 8000 | Gasoline | Double Walled
CUMBERLAND | CUMBERLAND MINI MART / EXXON | 3392 MENDON RD | UST-2114 | Gasoline Station | 7 | 1966-05-01 | Permanently Closed | 2000 | Gasoline
CUMBERLAND | CUMBERLAND MINI MART / EXXON | 3392 MENDON RD | UST-2114 | Gasoline Station | 8 | 1966-05-01 | Permanently Closed | 2000 | Gasoline
CUMBERLAND | CUMBERLAND MINI MART / EXXON | 3392 MENDON RD | UST-2114 | Gasoline Station | 9 | 1966-05-01 | Permanently Closed | 500 | Waste Oil
CUMBERLAND | CUMBERLAND QUARRY CORPORATION | 6 MANVILLE HILL RD | UST-661 | Commercials | 1 | 1971-04-01 | Permanently Closed | 3000 | Diesel
CUMBERLAND | CUMBERLAND QUARRY CORPORATION | 6 MANVILLE HILL RD | UST-661 | Commercials | 2 | 1971-04-01 | Permanently Closed | 2000 | Diesel
CUMBERLAND | CUMBERLAND QUARRY CORPORATION | 6 MANVILLE HILL RD | UST-661 | Commercials | 3 | 1975-04-01 | Permanently Closed | 2000 | Gasoline
CUMBERLAND | CUMBERLAND SCHOOL DEPARTMENT GARAGE | DIAMOND HILL RD | UST-2796 | City/Town Government | 1 | 1955-10-01 | In Use | 2500 | Heating Oil No.2
CUMBERLAND | CUMBERLAND TEXACO (BEACON TEXACO) | 463 BROAD ST | UST-302 | Gasoline Station | 1 | 1978-03-01 | Permanently Closed | 5000 | Gasoline
CUMBERLAND | CUMBERLAND TEXACO (BEACON TEXACO) | 463 BROAD ST | UST-302 | Gasoline Station | 2 | 1978-03-01 | Permanently Closed | 5000 | Gasoline
CUMBERLAND | CUMBERLAND TEXACO (BEACON TEXACO) | 463 BROAD ST | UST-302 | Gasoline Station | 3 | 1969-03-01 | Permanently Closed | 4000 | Gasoline
CUMBERLAND | CUMBERLAND TEXACO (BEACON TEXACO) | 463 BROAD ST | UST-302 | Gasoline Station | 4 | 1969-03-01 | Permanently Closed | 4000 | Gasoline
CUMBERLAND | CUMBERLAND TEXACO (BEACON TEXACO) | 463 BROAD ST | UST-302 | Gasoline Station | 5 | 1978-03-01 | Permanently Closed | 5000 | Gasoline
CUMBERLAND | CUMBERLAND WATER TREATMENT PLANT | 98 NATE WHIPPLE HWY | UST-2971 | City/Town Government | 1 | 1954-02-01 | In Use | 1500 | Heating Oil No.2
CUMBERLAND | CVS CORPORATION | 2100 HIGHLAND CORPORATE DR | UST-4313 | Commercials | 1 | 2009-09-30 | In Use | 20000 | Diesel | Double Walled | 2009-09-01
CUMBERLAND | CVS CORPORATION | 2100 HIGHLAND CORPORATE DR | UST-4313 | Commercials | 2 | 2009-09-30 | In Use | 20000 | Diesel | Double Walled | 2009-09-01
CUMBERLAND | DAVIS TRANSPORTATION | P.O. BOX 7849 INDUSTRIAL DR | UST-1694 | Commercials | 1 | 1973-04-01 | Permanently Closed | 10000 | Diesel
CUMBERLAND | DAVIS TRANSPORTATION | P.O. BOX 7849 INDUSTRIAL DR | UST-1694 | Commercials | 2 | 1973-04-01 | Permanently Closed | 10000 | Diesel
CUMBERLAND | DIAMOND HILL NURSING HOME (FORMERLY) | 3579 DIAMOND HILL RD | UST-19038 | Other | 1 | 1984-10-09 | Permanently Closed | 1000 | Heating Oil No.2
CUMBERLAND | DIAMOND HILL SHELL | 2095 DIAMOND HILL RD | UST-430 | Gasoline Station | 1 | 1983-04-01 | Permanently Closed | 10000 | Gasoline | Single Walled
CUMBERLAND | DIAMOND HILL SHELL | 2095 DIAMOND HILL RD | UST-430 | Gasoline Station | 2 | 1983-04-01 | Permanently Closed | 10000 | Gasoline | Single Walled
CUMBERLAND | DIAMOND HILL SHELL | 2095 DIAMOND HILL RD | UST-430 | Gasoline Station | 3 | 1983-04-01 | Permanently Closed | 10000 | Gasoline | Single Walled
CUMBERLAND | DIAMOND HILL SHELL | 2095 DIAMOND HILL RD | UST-430 | Gasoline Station | 4 | 1983-04-01 | Permanently Closed | 10000 | Diesel | Single Walled
CUMBERLAND | DIAMOND HILL SHELL | 2095 DIAMOND HILL RD | UST-430 | Gasoline Station | 5 | 1983-04-01 | Permanently Closed | 1000 | Heating Oil No.2
CUMBERLAND | DIAMOND HILL SHELL | 2095 DIAMOND HILL RD | UST-430 | Gasoline Station | 6 | 1983-04-01 | Permanently Closed | 550 | Waste Oil
CUMBERLAND | DIAMOND HILL SHELL | 2095 DIAMOND HILL RD | UST-430 | Gasoline Station | 7 | 1984-10-09 | Permanently Closed | 1000 | Waste Oil
CUMBERLAND | DIAMOND HILL SHELL | 2095 DIAMOND HILL RD | UST-430 | Gasoline Station | 8 | 2015-06-10 | In Use | 15000 | Gasoline | Double Walled | 2015-07-22
CUMBERLAND | DIAMOND HILL SHELL | 2095 DIAMOND HILL RD | UST-430 | Gasoline Station | 9 | 2015-06-10 | In Use | 9000 | Gasoline | Double Walled | 2015-07-22
CUMBERLAND | DIAMOND HILL SHELL | 2095 DIAMOND HILL RD | UST-430 | Gasoline Station | 10 | 2015-06-10 | In Use | 6000 | Diesel | Double Walled | 2015-07-22
CUMBERLAND | DONALD GAGNON | 28 EDDY ST | UST-18097 | Commercials | 1 | 1984-10-09 | Permanently Closed | 2000 | Diesel
CUMBERLAND | E. JEROME BATTY | 107 TOWER HILL RD | UST-17992 | Private Residence | 1 | 1984-10-09 | Permanently Closed | 2000 | Heating Oil No.2
CUMBERLAND | EASTLAND SAVINGS BANK | 2061 DIAMOND HILL RD | UST-2730 | Other | 1 | 1984-03-01 | Permanently Closed | 1000 | Heating Oil No.2
CUMBERLAND | EASTLAND SAVINGS BANK | 1975 MENDON RD | UST-2732 | Other | 1 | 1975-03-01 | Permanently Closed | 1000 | Heating Oil No.2
CUMBERLAND | EDWARD J. HAYDEN LIBRARY | 1464 DIAMOND HILL RD | UST-18481 | City/Town Government | 1 | 1984-10-09 | Permanently Closed | 500 | Heating Oil No.2
CUMBERLAND | EDWARD SMITH | 11 AURORA DR | UST-2909 | Private Residence | 1 | 1976-11-01 | In Use | 2000 | Heating Oil No.2
CUMBERLAND | ERNEST DEMERS | 16 ARNOLD DR | UST-16931 | Private Residence | 1 | 1984-10-09 | Permanently Closed | 2000 | Heating Oil No.2
CUMBERLAND | ESTATE OF FRANCIS KOURY | 27 TAFT RD | UST-18595 | Private Residence | 1 | 1984-10-09 | Permanently Closed | 2000 | Heating Oil No.2
CUMBERLAND | EUROPEAN AUTO SOLUTIONS SALES AND SERVICE LLC | 1400 DIAMOND HILL RD | UST-3036 | Gasoline Station | 1 | 1984-10-09 | Permanently Closed | 3000 | Gasoline
CUMBERLAND | EUROPEAN AUTO SOLUTIONS SALES AND SERVICE LLC | 1400 DIAMOND HILL RD | UST-3036 | Gasoline Station | 2 | 1984-10-09 | Permanently Closed | 3000 | Gasoline
CUMBERLAND | EUROPEAN AUTO SOLUTIONS SALES AND SERVICE LLC | 1400 DIAMOND HILL RD | UST-3036 | Gasoline Station | 3 | 1984-10-09 | Permanently Closed | 4000 | Gasoline
CUMBERLAND | EUROPEAN AUTO SOLUTIONS SALES AND SERVICE LLC | 1400 DIAMOND HILL RD | UST-3036 | Gasoline Station | 4 | 1991-08-05 | Permanently Closed | 12000 | Gasoline | Single Walled
CUMBERLAND | EUROPEAN AUTO SOLUTIONS SALES AND SERVICE LLC | 1400 DIAMOND HILL RD | UST-3036 | Gasoline Station | 5 | 1991-08-05 | Permanently Closed | 10000 | Gasoline | Single Walled
CUMBERLAND | EUROPEAN AUTO SOLUTIONS SALES AND SERVICE LLC | 1400 DIAMOND HILL RD | UST-3036 | Gasoline Station | 6 | 1991-08-05 | Permanently Closed | 6000 | Diesel | Single Walled
CUMBERLAND | EUROPEAN AUTO SOLUTIONS SALES AND SERVICE LLC | 1400 DIAMOND HILL RD | UST-3036 | Gasoline Station | 7 | 1991-10-24 | Permanently Closed | 1000 | Heating Oil No.2 | Single Walled
CUMBERLAND | FEDERAL HOME LOAN MORTAGE CORP. | 137 RHODES ST | UST-16953 | Other | 1 | 1984-10-09 | Permanently Closed | 1000 | Gasoline
CUMBERLAND | FEDERAL HOME LOAN MORTAGE CORP. | 137 RHODES ST | UST-16953 | Other | 2 | 1984-10-09 | Permanently Closed | 300 | Gasoline
CUMBERLAND | FIGUEIREDO INDUSTRIES, LLC | 106 HIGH ST | UST-485 | Commercials | 1 | 1984-10-09 | Permanently Closed | 1000 | Gasoline
CUMBERLAND | FIGUEIREDO INDUSTRIES, LLC | 106 HIGH ST | UST-485 | Commercials | 2 | 1984-10-09 | Permanently Closed | 5000 | Gasoline
CUMBERLAND | FIGUEIREDO INDUSTRIES, LLC | 106 HIGH ST | UST-485 | Commercials | 3 | 1984-10-09 | Permanently Closed | 500 | Heating Oil No.2
CUMBERLAND | FLEET BANK | 3291 MENDON RD | UST-189 | Commercials | 1 | 1973-03-01 | Permanently Closed | 1000 | Heating Oil No.2
CUMBERLAND | FORMER CROWN YARN & DYE CO. | 128 RALCO WAY | UST-4115 | Commercials | 1 | 1984-10-09 | Permanently Closed | 10000 | Heating Oil No.6
CUMBERLAND | FORMER EPHATA HOUSE PROPERTY | 10 MANVILLE HILL RD | UST-19134 | City/Town Government | 1 | 1984-10-09 | Permanently Closed | 1000 | Heating Oil No.2
CUMBERLAND | FORTE BROS., INC., EQUIPMENT GARAGE | 14 WHIPPLE ST | UST-660 | Commercials | 1 | 1984-10-09 | Permanently Closed | 5000 | Diesel
CUMBERLAND | FORTE BROS., INC., EQUIPMENT GARAGE | 14 WHIPPLE ST | UST-660 | Commercials | 2 | 1984-10-09 | Permanently Closed | 5000 | Diesel
CUMBERLAND | FORTE BROS., INC., EQUIPMENT GARAGE | 14 WHIPPLE ST | UST-660 | Commercials | 3 | 1984-10-09 | Permanently Closed | 4000 | Gasoline
CUMBERLAND | FORTE BROS., INC., EQUIPMENT GARAGE | 14 WHIPPLE ST | UST-660 | Commercials | 4 | 1984-10-09 | Permanently Closed | 1000 | Gasoline
CUMBERLAND | FORTE BROS., INC., EQUIPMENT GARAGE | 14 WHIPPLE ST | UST-660 | Commercials | 5 | 1984-10-09 | Permanently Closed | 1000 | Waste Oil
CUMBERLAND | FORTE BROS., INC., EQUIPMENT GARAGE | 14 WHIPPLE ST | UST-660 | Commercials | 6 | 1984-10-09 | Permanently Closed | 500 | Motor Oil
CUMBERLAND | FORTE BROS., INC., EQUIPMENT GARAGE | 14 WHIPPLE ST | UST-660 | Commercials | 7 | 1984-10-09 | Permanently Closed | 500 | Motor Oil
CUMBERLAND | FOUR CORNERS COMMUNITY CHAPEL | P.O. BOX 7128 | UST-3729 | Other | 1 | 1963-11-01 | Permanently Closed | 1000 | Heating Oil No.2
CUMBERLAND | FRANK MARSZALKOWSKI | 58 NANCY DR | UST-17309 | Private Residence | 1 | 1984-10-09 | Permanently Closed | 3000 | Heating Oil No.2
CUMBERLAND | FRANKLIN APARTMENTS | 1535 MENDON RD | UST-4032 | Multiple Residence | 1 | 1984-10-09 | Permanently Closed | 1000 | Heating Oil No.2
CUMBERLAND | GALINDA'S AUTO SERVICE INC. | 94 BROAD ST | UST-945 | Gasoline Station | 1 | 1978-04-01 | Permanently Closed | 6000 | Gasoline
CUMBERLAND | GALINDA'S AUTO SERVICE INC. | 94 BROAD ST | UST-945 | Gasoline Station | 2 | 1978-04-01 | Permanently Closed | 3000 | Gasoline
CUMBERLAND | GALINDA'S AUTO SERVICE INC. | 94 BROAD ST | UST-945 | Gasoline Station | 3 | 1978-04-01 | Permanently Closed | 3000 | Gasoline
CUMBERLAND | GALINDA'S AUTO SERVICE INC. | 94 BROAD ST | UST-945 | Gasoline Station | 4 | 1978-04-01 | Permanently Closed | 4000 | Gasoline
CUMBERLAND | GALINDA'S AUTO SERVICE INC. | 94 BROAD ST | UST-945 | Gasoline Station | 5 | 1978-04-01 | Permanently Closed | 2000 | Diesel
CUMBERLAND | GALINDA'S AUTO SERVICE INC. | 94 BROAD ST | UST-945 | Gasoline Station | 6 | 1978-04-01 | Permanently Closed | 500 | Waste Oil
CUMBERLAND | GALINDA'S AUTO SERVICE INC. | 94 BROAD ST | UST-945 | Gasoline Station | 7 | 1984-10-09 | Permanently Closed | 1000 | Heating Oil No.2
CUMBERLAND | GARVIN MEMORIAL SCHOOL | 1364 DIAMOND HILL RD | UST-2794 | Education - Town | 1 | 1997-10-30 | Permanently Closed | 2500 | Heating Oil No.2
CUMBERLAND | GIL GARVEY RESIDENTIAL PROPERTY | 7 POND VIEW DR | UST-4256 | Private Residence | 1 | 1984-10-09 | Permanently Closed | 2000 | Heating Oil No.2
CUMBERLAND | GLOBAL MONTELLO GROUP #1331 | 1152 MENDON RD | UST-1838 | Gasoline Station | 1 | 1983-05-01 | Permanently Closed | 10000 | Gasoline
CUMBERLAND | GLOBAL MONTELLO GROUP #1331 | 1152 MENDON RD | UST-1838 | Gasoline Station | 2 | 1971-05-01 | Permanently Closed | 4000 | Gasoline
CUMBERLAND | GLOBAL MONTELLO GROUP #1331 | 1152 MENDON RD | UST-1838 | Gasoline Station | 3 | 1971-05-01 | Permanently Closed | 2000 | Gasoline
CUMBERLAND | GLOBAL MONTELLO GROUP #1331 | 1152 MENDON RD | UST-1838 | Gasoline Station | 4 | 1971-05-01 | Permanently Closed | 3000 | Diesel
CUMBERLAND | GLOBAL MONTELLO GROUP #1331 | 1152 MENDON RD | UST-1838 | Gasoline Station | 5 | 1971-05-01 | Permanently Closed | 3000 | Gasoline
CUMBERLAND | GLOBAL MONTELLO GROUP #1331 | 1152 MENDON RD | UST-1838 | Gasoline Station | 6 | 1984-10-09 | Permanently Closed | 550 | Heating Oil No.2
CUMBERLAND | GLOBAL MONTELLO GROUP #1331 | 1152 MENDON RD | UST-1838 | Gasoline Station | 7 | 1984-10-09 | Permanently Closed | 500 | Waste Oil
CUMBERLAND | GLOBAL MONTELLO GROUP #1331 | 1152 MENDON RD | UST-1838 | Gasoline Station | 8 | 1999-03-19 | In Use | 12000 | Diesel | Double Walled
CUMBERLAND | GLOBAL MONTELLO GROUP #1331 | 1152 MENDON RD | UST-1838 | Gasoline Station | 9 | 1999-03-19 | In Use | 12000 | Gasoline | Double Walled
CUMBERLAND | GLOBAL MONTELLO GROUP #1331 | 1152 MENDON RD | UST-1838 | Gasoline Station | 10 | 1999-03-19 | In Use | 15000 | Gasoline | Double Walled
CUMBERLAND | GRIGS NURSERY | 727 NATE WHIPPLE HWY | UST-4867 | Commercials | 1 | null | Permanently Closed | 3000 | Heating Oil No.2 | Single Walled
CUMBERLAND | GULF EXPRESS | 12 BOUND RD | UST-749 | Gasoline Station | 1 | 1981-04-01 | Permanently Closed | 8000 | Gasoline | Single Walled
CUMBERLAND | GULF EXPRESS | 12 BOUND RD | UST-749 | Gasoline Station | 2 | 1981-04-01 | Permanently Closed | 8000 | Gasoline | Single Walled
CUMBERLAND | GULF EXPRESS | 12 BOUND RD | UST-749 | Gasoline Station | 3 | 1981-04-01 | Permanently Closed | 8000 | Gasoline | Single Walled
CUMBERLAND | GULF EXPRESS | 12 BOUND RD | UST-749 | Gasoline Station | 4 | 2011-05-05 | In Use | 8000 | Gasoline | Double Walled | 2019-05-06
CUMBERLAND | GULF EXPRESS | 12 BOUND RD | UST-749 | Gasoline Station | 5 | 2011-05-05 | In Use | 8000 | Gasoline | Double Walled | 2019-05-06
CUMBERLAND | GULF EXPRESS | 12 BOUND RD | UST-749 | Gasoline Station | 6 | 2011-05-05 | In Use | 8000 | Gasoline | Double Walled | 2019-05-06
CUMBERLAND | GUY BOULAY | 129 FARM DR | UST-16840 | Private Residence | 1 | 1984-10-09 | Permanently Closed | 2000 | Heating Oil No.2
CUMBERLAND | HAMELS SERVICE STATION | 1238 MENDON RD | UST-15142 | Gasoline Station | 1 | 1984-10-09 | Permanently Closed | 1000 | Gasoline
CUMBERLAND | HAMELS SERVICE STATION | 1238 MENDON RD | UST-15142 | Gasoline Station | 2 | 1984-10-09 | Permanently Closed | 2000 | Gasoline
CUMBERLAND | HEALTH-TEX INC. | 88 MARTIN ST | UST-1172 | Commercials | 1 | 1968-06-01 | Permanently Closed | 10000 | Heating Oil No.6
CUMBERLAND | HERRICK & WHITE, LTD. | THREE FLAT ST | UST-2656 | Commercials | 1 | 1984-10-09 | Permanently Closed | 11000 | Heating Oil No.2
CUMBERLAND | HINDLEY MANUFACTURING CO., INC. | 9 HAVENS AND HATCH ST | UST-4341 | Industrial | 1 | 1984-10-09 | Permanently Closed | 12000 | Heating Oil No.4
CUMBERLAND | HINDLEY MANUFACTURING CO., INC. | 9 HAVENS AND HATCH ST | UST-4341 | Industrial | 2 | 1984-10-09 | Permanently Closed | 5000 | Heating Oil No.2
CUMBERLAND | HOPE GLOBAL | 50 MARTIN RD | UST-4584 | Industrial | 1 | 1984-10-09 | Permanently Closed | 10000 | Heating Oil No.4
CUMBERLAND | HOPE GLOBAL (INDUSTRIAL DR) | 35 INDUSTRIAL DR | UST-18525 | Commercials | 1 | 1984-10-09 | Permanently Closed | 1000 | Unknown
CUMBERLAND | J.H. LYNCH & SONS, INC. | FIRST ST | UST-1918 | Commercials | 1 | 1978-10-01 | Permanently Closed | 2500 | Gasoline
CUMBERLAND | J.H. LYNCH & SONS, INC. | FIRST ST | UST-1918 | Commercials | 2 | 1975-10-01 | Permanently Closed | 4000 | Gasoline
CUMBERLAND | J.H. LYNCH & SONS, INC. | FIRST ST | UST-1918 | Commercials | 3 | 1975-10-01 | Permanently Closed | 4000 | Gasoline
CUMBERLAND | J.H. LYNCH & SONS, INC. | FIRST ST | UST-1918 | Commercials | 4 | 1981-10-01 | Permanently Closed | 20000 | Diesel
CUMBERLAND | J.H. LYNCH & SONS, INC. | FIRST ST | UST-1918 | Commercials | 5 | 1981-10-01 | Permanently Closed | 10000 | Diesel
CUMBERLAND | J.H. LYNCH & SONS, INC. | FIRST ST | UST-1918 | Commercials | 6 | 1978-10-01 | Permanently Closed | 3000 | Waste Oil
CUMBERLAND | J.H. LYNCH & SONS, INC. | FIRST ST | UST-1918 | Commercials | 8 | 1978-10-01 | Permanently Closed | 3000 | Motor Oil
CUMBERLAND | J.H. LYNCH & SONS, INC. | FIRST ST | UST-1918 | Commercials | 9 | 1978-10-01 | In Use | 3000 | Heating Oil No.2
CUMBERLAND | J.H. LYNCH & SONS, INC. | FIRST ST | UST-1918 | Commercials | 10 | 1978-10-01 | Permanently Closed | 3000 | Other
CUMBERLAND | JOE'S AUTO REPAIR | 1022 MENDON RD | UST-300 | Gasoline Station | 1 | 1957-03-01 | Permanently Closed | 4000 | Gasoline
CUMBERLAND | JOE'S AUTO REPAIR | 1022 MENDON RD | UST-300 | Gasoline Station | 2 | 1957-03-01 | Permanently Closed | 4000 | Gasoline
CUMBERLAND | JOE'S AUTO REPAIR | 1022 MENDON RD | UST-300 | Gasoline Station | 3 | 1957-03-01 | Permanently Closed | 4000 | Gasoline
CUMBERLAND | JOE'S AUTO REPAIR | 1022 MENDON RD | UST-300 | Gasoline Station | 4 | 1957-03-01 | Permanently Closed | 4000 | Gasoline
CUMBERLAND | JOE'S AUTO REPAIR | 1022 MENDON RD | UST-300 | Gasoline Station | 5 | 1984-10-09 | Permanently Closed | 550 | Waste Oil
CUMBERLAND | JOHN BUCKLEY | 1 KINGS ROW | UST-17435 | Private Residence | 1 | 1984-10-09 | Permanently Closed | 2000 | Heating Oil No.2
CUMBERLAND | JOLY'S AUTO BODY | 1400 DIAMOND HILL RD | UST-3578 | Commercials | 1 | 1984-10-09 | Permanently Closed | 1000 | Heating Oil No.2 | Single Walled
CUMBERLAND | KENT STREET GARAGE - TOWN OF CUMBERLAND | 37 BLACKSTONE ST | UST-2969 | City/Town Government | 1 | 1975-02-01 | Permanently Closed | 10000 | Gasoline
CUMBERLAND | KENT STREET GARAGE - TOWN OF CUMBERLAND | 37 BLACKSTONE ST | UST-2969 | City/Town Government | 2 | 1995-12-11 | Permanently Closed | 10000 | Gasoline | Double Walled
CUMBERLAND | KENT STREET GARAGE - TOWN OF CUMBERLAND | 37 BLACKSTONE ST | UST-2969 | City/Town Government | 3 | 1950-02-01 | Permanently Closed | 3000 | Gasoline
CUMBERLAND | KENT STREET GARAGE - TOWN OF CUMBERLAND | 37 BLACKSTONE ST | UST-2969 | City/Town Government | 4 | 1950-02-01 | Permanently Closed | 2000 | Gasoline
CUMBERLAND | KENT STREET GARAGE - TOWN OF CUMBERLAND | 37 BLACKSTONE ST | UST-2969 | City/Town Government | 5 | 1950-02-01 | Permanently Closed | 1500 | Heating Oil No.2
CUMBERLAND | KENT STREET GARAGE - TOWN OF CUMBERLAND | 37 BLACKSTONE ST | UST-2969 | City/Town Government | 6 | 1950-02-01 | Permanently Closed | 1500 | Heating Oil No.2
CUMBERLAND | KOSOWSKI INSURANCE CO. | 555 MENDON RD | UST-15818 | Commercials | 1 | 1984-10-09 | Permanently Closed | 4000 | Gasoline
CUMBERLAND | KOSOWSKI INSURANCE CO. | 555 MENDON RD | UST-15818 | Commercials | 2 | 1984-10-09 | Permanently Closed | 4000 | Gasoline
CUMBERLAND | KOSOWSKI INSURANCE CO. | 555 MENDON RD | UST-15818 | Commercials | 3 | 1984-10-09 | Permanently Closed | 2000 | Gasoline
CUMBERLAND | KOSOWSKI INSURANCE CO. | 555 MENDON RD | UST-15818 | Commercials | 4 | 1984-10-09 | Permanently Closed | 550 | Heating Oil No.2
CUMBERLAND | L & J AUTO, INC. | 721 MENDON RD | UST-1831 | Commercials | 1 | 1970-05-01 | Permanently Closed | 4000 | Gasoline
CUMBERLAND | L & J AUTO, INC. | 721 MENDON RD | UST-1831 | Commercials | 2 | 1970-05-01 | Permanently Closed | 4000 | Gasoline
CUMBERLAND | L & J AUTO, INC. | 721 MENDON RD | UST-1831 | Commercials | 3 | 1970-05-01 | Permanently Closed | 3000 | Gasoline
CUMBERLAND | L & J AUTO, INC. | 721 MENDON RD | UST-1831 | Commercials | 4 | 1970-05-01 | Permanently Closed | 3000 | Gasoline
CUMBERLAND | L & J AUTO, INC. | 721 MENDON RD | UST-1831 | Commercials | 5 | 1970-05-01 | Permanently Closed | 4000 | Gasoline
CUMBERLAND | L & J AUTO, INC. | 721 MENDON RD | UST-1831 | Commercials | 6 | 1984-10-09 | Permanently Closed | 550 | Heating Oil No.2
CUMBERLAND | L & J AUTO, INC. | 721 MENDON RD | UST-1831 | Commercials | 7 | 1984-10-09 | Permanently Closed | 750 | Waste Oil
CUMBERLAND | LENOX STREET WELL | LENOX ST | UST-2974 | City/Town Government | 1 | 1964-02-01 | Permanently Closed | 1000 | Diesel
CUMBERLAND | LEO HEROUX DWELLING | 5 DAY RD | UST-19265 | Private Residence | 1 | 1984-10-09 | Permanently Closed | 1500 | Heating Oil No.2
CUMBERLAND | LUCILLE D. WHITE | 34 PAINE RD | UST-18416 | Private Residence | 1 | 1984-10-09 | Permanently Closed | 2000 | Heating Oil No.2
CUMBERLAND | LUIS AUTO SERVICE, INC. | 110 DEXTER ST | UST-3280 | Commercials | 1 | 1984-10-09 | Permanently Closed | 5000 | Gasoline
CUMBERLAND | LUIS AUTO SERVICE, INC. | 110 DEXTER ST | UST-3280 | Commercials | 2 | 1984-10-09 | Permanently Closed | 5000 | Gasoline
CUMBERLAND | LUIS AUTO SERVICE, INC. | 110 DEXTER ST | UST-3280 | Commercials | 3 | 1984-10-09 | Permanently Closed | 5000 | Gasoline
CUMBERLAND | LUIS AUTO SERVICE, INC. | 110 DEXTER ST | UST-3280 | Commercials | 4 | 1984-10-09 | Permanently Closed | 5000 | Gasoline
CUMBERLAND | LUIS AUTO SERVICE, INC. | 110 DEXTER ST | UST-3280 | Commercials | 5 | 1984-10-09 | Permanently Closed | 5000 | Other
CUMBERLAND | LUIS AUTO SERVICE, INC. | 110 DEXTER ST | UST-3280 | Commercials | 6 | 1984-10-09 | Permanently Closed | 500 | Waste Oil
CUMBERLAND | LUIS AUTO SERVICE, INC. | 110 DEXTER ST | UST-3280 | Commercials | 7 | 1984-10-09 | Permanently Closed | 1000 | Heating Oil No.2
CUMBERLAND | M. WEISMAN ROOFING CO., INC. | 20 INDUSTRIAL RD | UST-1235 | Commercials | 1 | 1970-04-01 | Permanently Closed | 5000 | Heating Oil No.2
CUMBERLAND | M. WEISMAN ROOFING CO., INC. | 20 INDUSTRIAL RD | UST-1235 | Commercials | 2 | 1984-10-09 | Tank Not Found | 500 | Heating Oil No.2
CUMBERLAND | MARIA ALEIXO | 2 CHASE RD | UST-16905 | Private Residence | 1 | 1984-10-09 | Permanently Closed | 10000 | Heating Oil No.2
CUMBERLAND | MARIA ALEIXO | 2 CHASE RD | UST-16905 | Private Residence | 2 | 1984-10-09 | Permanently Closed | 10000 | Heating Oil No.2
CUMBERLAND | MARSHALL AVENUE BOOSTER STATION | MARSHALL AVE | UST-2975 | City/Town Government | 1 | 1955-02-01 | Permanently Closed | 2000 | Diesel
CUMBERLAND | MARTIN STREET WELL | MARTIN ST | UST-2972 | City/Town Government | 1 | 1952-02-01 | Permanently Closed | 2000 | Diesel
CUMBERLAND | MARY SALVAS RESIDENCE | 128 OVERHILL RD | UST-18660 | Private Residence | 1 | 1984-10-09 | Permanently Closed | 2000 | Heating Oil No.2
CUMBERLAND | MCKEE BROS. OIL CORPORATION | 8 DAVIS ST | UST-1894 | Commercials | 1 | 1984-10-09 | Permanently Closed | 10000 | Heating Oil No.2
CUMBERLAND | MCKEE BROS. OIL CORPORATION | 8 DAVIS ST | UST-1894 | Commercials | 2 | 1984-10-09 | Permanently Closed | 10000 | Heating Oil No.2
CUMBERLAND | MENDON ROAD GULF, INC. | 1754 MENDON RD | UST-18886 | Gasoline Station | 1 | 2002-02-23 | In Use | 10000 | Gasoline | Double Walled | 2022-06-02
CUMBERLAND | MENDON ROAD GULF, INC. | 1754 MENDON RD | UST-18886 | Gasoline Station | 2 | 2002-02-23 | In Use | 10000 | Gasoline | Double Walled | 2022-06-02
CUMBERLAND | MENDON ROAD GULF, INC. | 1754 MENDON RD | UST-18886 | Gasoline Station | 3 | 2002-02-23 | In Use | 10000 | Gasoline | Double Walled | 2022-06-02
CUMBERLAND | MESSIER TRUCKING INC. | 50 MILL ST | UST-1549 | Commercials | 1 | 1976-01-01 | Permanently Closed | 2000 | Diesel
CUMBERLAND | MESSIER TRUCKING INC. | 50 MILL ST | UST-1549 | Commercials | 2 | 1976-01-01 | Permanently Closed | 3000 | Diesel
CUMBERLAND | MILLER'S AUTO BODY | 8 RYAN AVE | UST-15434 | Commercials | 1 | 1984-10-09 | Permanently Closed | 3000 | Other
CUMBERLAND | MILLER'S AUTO BODY | 8 RYAN AVE | UST-15434 | Commercials | 2 | 1984-10-09 | Permanently Closed | 2000 | Gasoline
CUMBERLAND | MILLER'S AUTO BODY | 8 RYAN AVE | UST-15434 | Commercials | 3 | 1984-10-09 | Permanently Closed | 1000 | Diesel
CUMBERLAND | MITSON RESIDENCE | 19 BARBERRY HILL DR | UST-17354 | Private Residence | 1 | 1984-10-09 | Permanently Closed | 4000 | Heating Oil No.2
CUMBERLAND | MOGAHED IBRAHIM SINGLE FAMILY RESIDENCE | 3889 MENDON RD | UST-4156 | Private Residence | 1 | 1984-10-09 | Permanently Closed | 2000 | Heating Oil No.2
CUMBERLAND | MONASTERY PROPERTY | 1464 DIAMOND HILL RD | UST-2973 | City/Town Government | 1 | 1953-02-01 | In Use | 2000 | Heating Oil No.2
CUMBERLAND | MONASTERY PROPERTY | 1464 DIAMOND HILL RD | UST-2973 | City/Town Government | 2 | 1953-02-01 | Permanently Closed | 4000 | Heating Oil No.6
CUMBERLAND | MONASTERY PROPERTY | 1464 DIAMOND HILL RD | UST-2973 | City/Town Government | 3 | 1953-02-01 | Permanently Closed | 1000 | Heating Oil No.2
CUMBERLAND | MONASTERY PROPERTY | 1464 DIAMOND HILL RD | UST-2973 | City/Town Government | 4 | 1984-10-09 | Permanently Closed | 4000 | Heating Oil No.6
CUMBERLAND | MONASTERY PROPERTY | 1464 DIAMOND HILL RD | UST-2973 | City/Town Government | 5 | 1984-10-09 | Permanently Closed | 1500 | Heating Oil No.2
CUMBERLAND | MONASTERY PROPERTY | 1464 DIAMOND HILL RD | UST-2973 | City/Town Government | 6 | 1984-10-09 | Permanently Closed | 1500 | Heating Oil No.2
CUMBERLAND | MOSSBERG INDUSTRIES | 160 BEAR HILL RD | UST-15363 | Industrial | 1 | 1984-10-09 | Permanently Closed | 10000 | Heating Oil No.2
CUMBERLAND | MOTTA RESIDENCE | 2700 DIAMOND HILL RD | UST-16904 | Private Residence | 1 | 1984-10-09 | Permanently Closed | 2000 | Heating Oil No.2
CUMBERLAND | MR. & MRS. PATRICK LEVESQUE | 3303 DIAMOND HILL RD | UST-18791 | Private Residence | 1 | 1984-10-09 | Permanently Closed | 2000 | Unknown
CUMBERLAND | NORTH CUMBERLAND FIRE DISTRICT | WHIPPLE RD | UST-11 | City/Town Government | 1 | 1975-11-01 | Permanently Closed | 500 | Heating Oil No.2
CUMBERLAND | NORTH CUMBERLAND FIRE DISTRICT | WHIPPLE RD | UST-11 | City/Town Government | 2 | 1964-11-01 | Permanently Closed | 250 | Heating Oil No.2
CUMBERLAND | NORTH CUMBERLAND MIDDLE SCHOOL | 400 NATE WHIPPLE HWY | UST-3486 | Education - Town | 1 | 1971-01-01 | In Use | 10000 | Heating Oil No.2
CUMBERLAND | NORTH CUMBERLAND MIDDLE SCHOOL | 400 NATE WHIPPLE HWY | UST-3486 | Education - Town | 2 | 1994-08-01 | In Use | 6000 | Heating Oil No.2 | Double Walled
CUMBERLAND | NORTH CUMBERLAND MIDDLE SCHOOL | 400 NATE WHIPPLE HWY | UST-3486 | Education - Town | 3 | 1984-10-09 | Permanently Closed | 8000 | Heating Oil No.2
CUMBERLAND | NORTHERN GARAGE | NATE WHIPPLE HWY | UST-2970 | City/Town Government | 1 | 1984-10-09 | Permanently Closed | 2000 | Heating Oil No.2
CUMBERLAND | NORTHERN GARAGE | NATE WHIPPLE HWY | UST-2970 | City/Town Government | 2 | 1984-10-09 | Permanently Closed | 2000 | Diesel
CUMBERLAND | NORTHERN GARAGE | NATE WHIPPLE HWY | UST-2970 | City/Town Government | 3 | 1984-10-09 | Permanently Closed | 2000 | Gasoline
CUMBERLAND | NOURIA ENERGY #203 | 4120 MENDON RD | UST-19279 | Gasoline Station | 1 | 2008-03-13 | In Use | 20000 | Gasoline | Double Walled | 2008-03-13
CUMBERLAND | NOURIA ENERGY #203 | 4120 MENDON RD | UST-19279 | Gasoline Station | 2 | 2008-03-13 | In Use | 10000 | Gasoline | Double Walled | 2008-03-13
CUMBERLAND | NOURIA ENERGY #203 | 4120 MENDON RD | UST-19279 | Gasoline Station | 3 | 2008-03-13 | In Use | 10000 | Diesel | Double Walled | 2008-03-13
CUMBERLAND | OCEAN STATE NURSING - DOC PROPERTIES LLC | 3929 MENDON RD | UST-5035 | Commercials | 1 | null | Permanently Closed | 1000 | Gasoline | Single Walled
CUMBERLAND | OCEAN STATE NURSING - DOC PROPERTIES LLC | 3929 MENDON RD | UST-5035 | Commercials | 2 | null | Permanently Closed | 1000 | Gasoline | Single Walled
CUMBERLAND | OKONITE COMPANY INC. | 111 MARTIN ST | UST-3474 | Industrial | 1 | 1955-09-01 | Permanently Closed | 8000 | Heating Oil No.6
CUMBERLAND | OKONITE COMPANY INC. | 111 MARTIN ST | UST-3474 | Industrial | 2 | 1955-09-01 | Permanently Closed | 12000 | Heating Oil No.6
CUMBERLAND | OLD CARPENTER FARM | ABBOT AND RUN VALLEY RD | UST-15436 | Farm | 1 | 1984-10-09 | Permanently Closed | 550 | Gasoline
CUMBERLAND | ONE ENERGY NO. 007 | 3492 MENDON RD | UST-793 | Gasoline Station | 1 | 1984-04-01 | Permanently Closed | 8000 | Gasoline | Single Walled
CUMBERLAND | ONE ENERGY NO. 007 | 3492 MENDON RD | UST-793 | Gasoline Station | 2 | 1982-04-01 | Permanently Closed | 10000 | Gasoline | Single Walled
CUMBERLAND | ONE ENERGY NO. 007 | 3492 MENDON RD | UST-793 | Gasoline Station | 3 | 1982-04-01 | Permanently Closed | 10000 | Gasoline | Single Walled
CUMBERLAND | ONE ENERGY NO. 007 | 3492 MENDON RD | UST-793 | Gasoline Station | 4 | 1960-04-01 | Permanently Closed | 500 | Waste Oil
CUMBERLAND | ONE ENERGY NO. 007 | 3492 MENDON RD | UST-793 | Gasoline Station | 5 | 1960-04-01 | Permanently Closed | 500 | Heating Oil No.2
CUMBERLAND | ONE ENERGY NO. 007 | 3492 MENDON RD | UST-793 | Gasoline Station | 7 | 2004-10-24 | Permanently Closed | 4000 | Diesel | Double Walled
CUMBERLAND | ONE ENERGY NO. 007 | 3492 MENDON RD | UST-793 | Gasoline Station | 8 | 2018-06-27 | In Use | 4000 | Gasoline | Double Walled | 2018-12-18
CUMBERLAND | ONE ENERGY NO. 007 | 3492 MENDON RD | UST-793 | Gasoline Station | 9 | 2018-06-27 | In Use | 8000 | Gasoline | Double Walled | 2018-12-18
CUMBERLAND | ONE ENERGY NO. 007 | 3492 MENDON RD | UST-793 | Gasoline Station | 10 | 2018-06-27 | In Use | 4000 | Diesel | Double Walled | 2018-12-18
CUMBERLAND | ONE ENERGY NO. 007 | 3492 MENDON RD | UST-793 | Gasoline Station | 11 | 2018-06-27 | In Use | 8000 | Gasoline | Double Walled | 2018-12-18
CUMBERLAND | OUR LADY OF FATIMA RECTORY | FATIMA DR | UST-16764 | Other | 1 | 1984-10-09 | Permanently Closed | 5000 | Heating Oil No.2
CUMBERLAND | OUR LADY OF FATIMA RECTORY | FATIMA DR | UST-16764 | Other | 2 | 1984-10-09 | Permanently Closed | 1500 | Heating Oil No.2
CUMBERLAND | OWENS CORNING FIBERGLAS | FRONT ST | UST-15139 | Commercials | 1 | 1984-10-09 | Permanently Closed | 1000 | Gasoline
CUMBERLAND | OWENS CORNING FIBERGLAS | FRONT ST | UST-15139 | Commercials | 2 | 1984-10-09 | Permanently Closed | 1500 | Gasoline
CUMBERLAND | PACIFIC ANCHOR | 1224 MENDON RD | UST-853 | Industrial | 1 | 1980-04-01 | Permanently Closed | 3000 | Unknown
CUMBERLAND | PACIFIC ANCHOR | 1224 MENDON RD | UST-853 | Industrial | 2 | 1980-04-01 | Permanently Closed | 2000 | Unknown
CUMBERLAND | PASCALE LANDSCAPE CONSTRUCTION INC. | 17 OLD MENDON RD | UST-1253 | Commercials | 1 | 1975-05-01 | Permanently Closed | 10000 | Diesel
CUMBERLAND | PASCALE LANDSCAPE CONSTRUCTION, INC. | 69 OLD MENDON RD | UST-1313 | Commercials | 1 | 1955-06-01 | Permanently Closed | 2000 | Diesel
CUMBERLAND | PATRICK R. LEVESQUE | 40 WEST WRENTHAM RD | UST-474 | Commercials | 1 | 1984-10-09 | Permanently Closed | 500 | Heating Oil No.2
CUMBERLAND | PAWTUCKET PURIFICATION PLANT | 120 MILL ST | UST-2345 | City/Town Government | 1 | 1975-05-01 | Permanently Closed | 6000 | Heating Oil No.2
CUMBERLAND | PEOPLE'S COAL COMPANY | 55 MILL ST | UST-12 | Commercials | 1 | 1972-11-01 | Permanently Closed | 1000 | Gasoline
CUMBERLAND | PEOPLE'S COAL COMPANY | 55 MILL ST | UST-12 | Commercials | 2 | 1972-11-01 | Permanently Closed | 5000 | Diesel
CUMBERLAND | PLASTICS PLUS (FORMER HESS BUILDING) | 10 HATCH (FORMER ABBOTT (REAR)) ST | UST-19167 | Commercials | 1 | 1984-10-09 | Permanently Closed | 5000 | Heating Oil No.2
CUMBERLAND | PLASTICS PLUS (FORMER HESS BUILDING) | 10 HATCH (FORMER ABBOTT (REAR)) ST | UST-19167 | Commercials | 2 | 1984-10-09 | Permanently Closed | 5000 | Heating Oil No.2
CUMBERLAND | PLASTICS PLUS INC. | 1 HATCH ST | UST-16001 | Commercials | 1 | 1984-10-09 | Permanently Closed | 4000 | Heating Oil No.2
CUMBERLAND | POLISH WHITE EAGLE CLUB | 610 BROAD ST | UST-3959 | Other | 1 | 1984-10-09 | Permanently Closed | 1000 | Heating Oil No.2
CUMBERLAND | PONTIAC WEAVING | MEETING ST | UST-15979 | Commercials | 1 | 1984-10-09 | Permanently Closed | 10000 | Heating Oil No.6
CUMBERLAND | PONTIAC WEAVING | MEETING ST | UST-15979 | Commercials | 2 | 1984-10-09 | Permanently Closed | 10000 | Heating Oil No.6
CUMBERLAND | PROVIDENCE & WORCESTER RAILROAD | 61 MILL ST | UST-16493 | Commercials | 1 | 1984-10-09 | Permanently Closed | 20000 | Diesel
CUMBERLAND | PROVIDENCE ZEN CENTER | 99 POUND RD | UST-4794 | Other | 1 | 1984-10-09 | Permanently Closed | 5000 | Heating Oil No.2
CUMBERLAND | RALCO EQUIPMENT CO., INC. | 51 RALCO WAY | UST-2159 | Commercials | 1 | 1983-07-01 | Permanently Closed | 10000 | Diesel
CUMBERLAND | RAYCO | 17 ASHTON PKWY | UST-4198 | Commercials | 1 | 1984-10-09 | Permanently Closed | 1500 | Heating Oil No.6
CUMBERLAND | RAYCO | 17 ASHTON PKWY | UST-4198 | Commercials | 2 | 1984-10-09 | Permanently Closed | 1500 | Unknown
CUMBERLAND | RECTORY | 6 NEW CLARK RD | UST-4269 | Private Residence | 1 | 1984-10-09 | Permanently Closed | 2000 | Heating Oil No.2
CUMBERLAND | RESIDENCE AT 152 CARLSON DRIVE | 152 CARLSON DR | UST-4965 | Farm | 1 | null | Permanently Closed | 2000 | Heating Oil No.2
CUMBERLAND | RESIDENCE AT195 WRENTHAM ROAD | 195 WRENTHAM RD | UST-5022 | Private Residence | 1 | null | Permanently Closed | 2000 | Heating Oil No.2 | Single Walled
CUMBERLAND | RESIDENTIAL PROPERTY | 57 REDGATE RD | UST-4307 | Private Residence | 1 | 1984-10-09 | Permanently Closed | 2500 | Heating Oil No.2
CUMBERLAND | RESURRECTION CEMETERY | 259 WEST WRENTHAM RD | UST-1719 | Other | 1 | 1976-07-01 | Permanently Closed | 1000 | Gasoline
CUMBERLAND | RESURRECTION CEMETERY | 259 WEST WRENTHAM RD | UST-1719 | Other | 2 | 1976-07-01 | In Use | 1000 | Heating Oil No.2
CUMBERLAND | RICK'S AUTO SERVICE | 2849 MENDON RD | UST-178 | Gasoline Station | 1 | 1950-03-01 | Permanently Closed | 2000 | Gasoline
CUMBERLAND | RICK'S AUTO SERVICE | 2849 MENDON RD | UST-178 | Gasoline Station | 2 | 1950-03-01 | Permanently Closed | 3000 | Gasoline
CUMBERLAND | RICK'S AUTO SERVICE | 2849 MENDON RD | UST-178 | Gasoline Station | 3 | 1950-03-01 | Permanently Closed | 3000 | Gasoline
CUMBERLAND | ROBERT THIBODEAU | 417 HIGH ST | UST-15004 | Commercials | 1 | 1984-10-09 | Permanently Closed | 4000 | Gasoline
CUMBERLAND | ROBERT THIBODEAU | 417 HIGH ST | UST-15004 | Commercials | 2 | 1984-10-09 | Permanently Closed | 4000 | Gasoline
CUMBERLAND | ROBERT THIBODEAU | 417 HIGH ST | UST-15004 | Commercials | 3 | 1984-10-09 | Permanently Closed | 4000 | Gasoline
CUMBERLAND | ROBERT THIBODEAU | 417 HIGH ST | UST-15004 | Commercials | 4 | 1984-10-09 | Permanently Closed | 1000 | Diesel
CUMBERLAND | ROBERT THIBODEAU | 417 HIGH ST | UST-15004 | Commercials | 5 | 1984-10-09 | Permanently Closed | 1000 | Waste Oil
CUMBERLAND | ROBERT THIBODEAU | 417 HIGH ST | UST-15004 | Commercials | 6 | 1984-10-09 | Permanently Closed | 750 | Diesel
CUMBERLAND | ROGER WILLIAMS FOODS, INC. | ONE IGA WAY | UST-1319 | Commercials | 1 | 1965-06-01 | Permanently Closed | 10000 | Diesel
CUMBERLAND | ROGER WILLIAMS FOODS, INC. | ONE IGA WAY | UST-1319 | Commercials | 2 | 1975-06-01 | Permanently Closed | 12000 | Gasoline
CUMBERLAND | ROGER WILLIAMS FOODS, INC. | ONE IGA WAY | UST-1319 | Commercials | 3 | 1979-06-01 | Permanently Closed | 10000 | Diesel
CUMBERLAND | ROGER WILLIAMS FOODS, INC. | ONE IGA WAY | UST-1319 | Commercials | 4 | 1979-06-01 | Permanently Closed | 10000 | Gasoline
CUMBERLAND | ROGER WILLIAMS FOODS, INC. | ONE IGA WAY | UST-1319 | Commercials | 5 | 1979-06-01 | Permanently Closed | 4000 | Heating Oil No.2
CUMBERLAND | ROGER WILLIAMS FOODS, INC. | ONE IGA WAY | UST-1319 | Commercials | 6 | 1979-06-01 | Permanently Closed | 500 | Waste Oil
CUMBERLAND | SANTANDER BANK | 340 BROAD ST | UST-223 | Commercials | 1 | 1959-03-01 | Permanently Closed | 1000 | Heating Oil No.2
CUMBERLAND | SANTANDER BANK | 340 BROAD ST | UST-223 | Commercials | 2 | 1986-11-01 | Permanently Closed | 2000 | Heating Oil No.2
CUMBERLAND | SAYLESVILLE WAREHOUSE COMPANY | 30 MARTIN ST | UST-1171 | Industrial | 1 | 1984-10-09 | Permanently Closed | 10000 | Heating Oil No.6
CUMBERLAND | SAYLESVILLE WAREHOUSE COMPANY | 30 MARTIN ST | UST-1171 | Industrial | 2 | 1984-10-09 | Permanently Closed | 10000 | Heating Oil No.6
CUMBERLAND | SEVEN HILLS RHODE ISLAND | 110 WEST WRENTHAM RD | UST-4484 | Commercials | 1 | 1984-10-09 | Permanently Closed | 2000 | Heating Oil No.2
CUMBERLAND | SHELL OIL COMPANY | 2070 DIAMOND HILL RD | UST-794 | Commercials | 1 | 1963-04-01 | Permanently Closed | 4000 | Gasoline
CUMBERLAND | SHELL OIL COMPANY | 2070 DIAMOND HILL RD | UST-794 | Commercials | 2 | 1963-04-01 | Permanently Closed | 4000 | Gasoline
CUMBERLAND | SHELL OIL COMPANY | 2070 DIAMOND HILL RD | UST-794 | Commercials | 3 | 1963-04-01 | Permanently Closed | 4000 | Gasoline
CUMBERLAND | SHELL OIL COMPANY | 2070 DIAMOND HILL RD | UST-794 | Commercials | 4 | 1963-04-01 | Permanently Closed | 4000 | Gasoline
CUMBERLAND | SHELL OIL COMPANY | 2070 DIAMOND HILL RD | UST-794 | Commercials | 5 | 1970-04-01 | Permanently Closed | 4000 | Gasoline
CUMBERLAND | SHELL OIL COMPANY | 2070 DIAMOND HILL RD | UST-794 | Commercials | 6 | 1961-04-01 | Permanently Closed | 550 | Waste Oil
CUMBERLAND | SHELL OIL COMPANY | 2070 DIAMOND HILL RD | UST-794 | Commercials | 7 | 1961-04-01 | Permanently Closed | 550 | Heating Oil No.2
CUMBERLAND | SHELL OIL COMPANY | 2070 DIAMOND HILL RD | UST-794 | Commercials | 8 | 1961-04-01 | Permanently Closed | 55 | Other
CUMBERLAND | SHERRY RESIDENCE | 2685 DIAMOND HILL RD | UST-4544 | Private Residence | 1 | 1984-10-09 | Permanently Closed | 2000 | Heating Oil No.2
CUMBERLAND | SISTERS OF MERCY | 15 HIGHLAND VIEW RD | UST-1999 | Other | 1 | 1960-09-01 | Permanently Closed | 2000 | Heating Oil No.2
CUMBERLAND | SISTERS OF MERCY | 15 HIGHLAND VIEW RD | UST-1999 | Other | 2 | 1960-09-01 | Permanently Closed | 2000 | Gasoline
CUMBERLAND | SISTERS OF MERCY | 15 HIGHLAND VIEW RD | UST-1999 | Other | 3 | 1960-09-01 | Permanently Closed | 1000 | Heating Oil No.2
CUMBERLAND | SISTERS OF MERCY | 15 HIGHLAND VIEW RD | UST-1999 | Other | 4 | 1960-09-01 | Permanently Closed | 2000 | Heating Oil No.2
CUMBERLAND | SISTERS OF MERCY | 15 HIGHLAND VIEW RD | UST-1999 | Other | 5 | 1960-09-01 | Permanently Closed | 10000 | Heating Oil No.2
CUMBERLAND | SISTERS OF MERCY | 15 HIGHLAND VIEW RD | UST-1999 | Other | 6 | 1960-09-01 | Permanently Closed | 500 | Diesel
CUMBERLAND | SISTERS OF MERCY | 15 HIGHLAND VIEW RD | UST-1999 | Other | 7 | 1960-09-01 | Permanently Closed | 5000 | Heating Oil No.2
CUMBERLAND | SISTERS OF MERCY | 15 HIGHLAND VIEW RD | UST-1999 | Other | 8 | 1960-09-01 | Permanently Closed | 500 | Heating Oil No.2
CUMBERLAND | SISTERS OF MERCY | 15 HIGHLAND VIEW RD | UST-1999 | Other | 9 | 1960-09-01 | Permanently Closed | 500 | Gasoline
CUMBERLAND | SISTERS OF MERCY | 15 HIGHLAND VIEW RD | UST-1999 | Other | 10 | 1960-09-01 | Permanently Closed | 5000 | Heating Oil No.4
CUMBERLAND | SISTERS OF MERCY | 15 HIGHLAND VIEW RD | UST-1999 | Other | 11 | 1984-10-09 | Permanently Closed | 1000 | Heating Oil No.2
CUMBERLAND | SISTERS OF MERCY | 15 HIGHLAND VIEW RD | UST-1999 | Other | 12 | 1984-10-09 | Permanently Closed | 1000 | Heating Oil No.2
CUMBERLAND | SISTERS OF MERCY | 15 HIGHLAND VIEW RD | UST-1999 | Other | 13 | 1984-10-09 | Permanently Closed | 550 | Diesel
CUMBERLAND | SLATER DYE WORKS, INC. | 5 INDUSTRIAL RD | UST-146 | Industrial | 1 | 1975-03-01 | Permanently Closed | 15000 | Heating Oil No.6
CUMBERLAND | SLATER DYE WORKS, INC. | 5 INDUSTRIAL RD | UST-146 | Industrial | 2 | 1995-09-01 | Permanently Closed | 10000 | Heating Oil No.6 | Double Walled
CUMBERLAND | SPOTLESS CLEANERS | 2026 MENDON RD | UST-15832 | Commercials | 1 | 1965-01-01 | Permanently Closed | 500 | Heating Oil No.2
CUMBERLAND | ST. JOAN OF ARC CHURCH | 3357 MENDON RD | UST-3643 | Other | 1 | 1963-12-01 | Permanently Closed | 6000 | Heating Oil No.2
CUMBERLAND | ST. JOAN OF ARC CHURCH | 3357 MENDON RD | UST-3643 | Other | 2 | 1984-10-09 | Permanently Closed | 1000 | Heating Oil No.2
CUMBERLAND | ST. JOHN VIANNEY CHURCH | 3609 DIAMOND HILL RD | UST-3634 | Other | 1 | 1984-10-09 | Permanently Closed | 1000 | Heating Oil No.2
CUMBERLAND | ST. JOHN VIANNEY CHURCH/EDUCATION CENTER | 3587 DIAMOND HILL RD | UST-3635 | Other | 1 | 1984-10-09 | Permanently Closed | 500 | Heating Oil No.2
CUMBERLAND | ST. PATRICK'S CHURCH | 301 BROAD ST | UST-4122 | Commercials | 1 | 1984-10-09 | Permanently Closed | 1000 | Heating Oil No.2
CUMBERLAND | ST. PATRICK'S SCHOOL | BROAD ST | UST-2797 | Education - Town | 1 | 1962-10-01 | Permanently Closed | 5000 | Heating Oil No.2
CUMBERLAND | STANDARD NUT AND BOLT COMPANY | 49 ABBOTT ST | UST-341 | Industrial | 1 | 1965-03-01 | Permanently Closed | 10000 | Heating Oil No.2
CUMBERLAND | STANDARD NUT AND BOLT COMPANY | 49 ABBOTT ST | UST-341 | Industrial | 2 | 1965-03-01 | Permanently Closed | 10000 | Heating Oil No.2
CUMBERLAND | STANDARD NUT AND BOLT COMPANY | 49 ABBOTT ST | UST-341 | Industrial | 3 | 1980-03-01 | Permanently Closed | 10000 | Heating Oil No.2
CUMBERLAND | STANDARD NUT AND BOLT COMPANY | 49 ABBOTT ST | UST-341 | Industrial | 4 | 1965-03-01 | Permanently Closed | 5000 | Heating Oil No.2
CUMBERLAND | STANDARD NUT AND BOLT COMPANY | 49 ABBOTT ST | UST-341 | Industrial | 5 | 1965-03-01 | Permanently Closed | 5000 | Heating Oil No.2
CUMBERLAND | STANDARD NUT AND BOLT COMPANY | 49 ABBOTT ST | UST-341 | Industrial | 6 | 1984-03-01 | Permanently Closed | 3000 | Hazardous Substance
CUMBERLAND | STEERE FARM ESTATES | FRIARS GREEN & SILO DR | UST-18351 | Other | 1 | 1984-10-09 | Permanently Closed | 1000 | Gasoline
CUMBERLAND | SUNOCO #0005-9824 | 390 MENDON RD | UST-643 | Gasoline Station | 1 | 1981-09-01 | Permanently Closed | 5000 | Gasoline | Double Walled
CUMBERLAND | SUNOCO #0005-9824 | 390 MENDON RD | UST-643 | Gasoline Station | 2 | 1981-09-01 | Permanently Closed | 5000 | Gasoline | Double Walled
CUMBERLAND | SUNOCO #0005-9824 | 390 MENDON RD | UST-643 | Gasoline Station | 3 | 1981-09-01 | Permanently Closed | 4000 | Gasoline | Double Walled
CUMBERLAND | SUNOCO #0005-9824 | 390 MENDON RD | UST-643 | Gasoline Station | 4 | 1981-09-01 | Permanently Closed | 550 | Waste Oil
CUMBERLAND | SUNOCO #0005-9824 | 390 MENDON RD | UST-643 | Gasoline Station | 5 | 1984-10-09 | Permanently Closed | 500 | Waste Oil
CUMBERLAND | SUNOCO #0005-9824 | 390 MENDON RD | UST-643 | Gasoline Station | 6 | 1981-09-01 | Permanently Closed | 550 | Heating Oil No.2
CUMBERLAND | SUNOCO #0006-0210 | 2093 DIAMOND HILL RD | UST-632 | Gasoline Station | 1 | 1986-07-01 | Permanently Closed | 8000 | Gasoline | Single Walled
CUMBERLAND | SUNOCO #0006-0210 | 2093 DIAMOND HILL RD | UST-632 | Gasoline Station | 2 | 1986-07-01 | Permanently Closed | 8000 | Gasoline | Single Walled
CUMBERLAND | SUNOCO #0006-0210 | 2093 DIAMOND HILL RD | UST-632 | Gasoline Station | 3 | 1986-07-01 | Permanently Closed | 8000 | Gasoline | Single Walled
CUMBERLAND | SUNOCO #0006-0210 | 2093 DIAMOND HILL RD | UST-632 | Gasoline Station | 4 | 1965-04-01 | Permanently Closed | 500 | Heating Oil No.2
CUMBERLAND | SUNOCO #0006-0210 | 2093 DIAMOND HILL RD | UST-632 | Gasoline Station | 5 | 1986-07-01 | Permanently Closed | 1000 | Waste Oil
CUMBERLAND | SUNOCO #0006-0210 | 2093 DIAMOND HILL RD | UST-632 | Gasoline Station | 6 | 1986-07-01 | Permanently Closed | 550 | Waste Oil
CUMBERLAND | SUNOCO #0006-0210 | 2093 DIAMOND HILL RD | UST-632 | Gasoline Station | 7 | 1965-04-01 | Permanently Closed | 4000 | Diesel
CUMBERLAND | SUNOCO #0006-0210 | 2093 DIAMOND HILL RD | UST-632 | Gasoline Station | 8 | 1965-04-01 | Permanently Closed | 6000 | Gasoline
CUMBERLAND | SUNOCO #0006-0210 | 2093 DIAMOND HILL RD | UST-632 | Gasoline Station | 9 | 1965-04-01 | Permanently Closed | 6000 | Gasoline
CUMBERLAND | SUNOCO #0006-0210 | 2093 DIAMOND HILL RD | UST-632 | Gasoline Station | 10 | 1965-04-01 | Permanently Closed | 6000 | Gasoline
CUMBERLAND | SUNOCO #0006-0210 | 2093 DIAMOND HILL RD | UST-632 | Gasoline Station | 11 | 2016-05-11 | In Use | 20000 | Gasoline | Double Walled | 2016-05-17
CUMBERLAND | SUNOCO #0006-0210 | 2093 DIAMOND HILL RD | UST-632 | Gasoline Station | 12 | 2016-05-11 | In Use | 12000 | Diesel | Double Walled | 2016-05-17
CUMBERLAND | SUNOCO #0006-0210 | 2093 DIAMOND HILL RD | UST-632 | Gasoline Station | 13 | 2016-05-11 | In Use | 8000 | Gasoline | Double Walled | 2016-05-17
CUMBERLAND | SUPERIOR HEALTHCARE GROUP, INC. | 35 CUMBERLAND INDUSTRIAL PARK | UST-3336 | Other | 1 | 1984-10-09 | Permanently Closed | 1000 | Heating Oil No.2
CUMBERLAND | SUPERIOR HEALTHCARE GROUP, INC. | 35 CUMBERLAND INDUSTRIAL PARK | UST-3336 | Other | 2 | 1972-06-01 | Permanently Closed | 2000 | Heating Oil No.2
CUMBERLAND | SWEET MEADOWS CONDOMINIUMS | 130 BEAR HILL RD | UST-19110 | Farm | 1 | 1984-10-09 | Permanently Closed | 1000 | Gasoline
CUMBERLAND | TECHNICAL MACHINING SERVICES | 1 ANGEL RD | UST-4069 | Commercials | 1 | 1984-10-09 | Permanently Closed | 3000 | Heating Oil No.2
CUMBERLAND | TOWN OF CUMBERLAND (MS-4) | 45 BROAD ST | UST-2976 | City/Town Government | 1 | 1984-10-09 | Permanently Closed | 1000 | Heating Oil No.2
CUMBERLAND | U-HAUL CENTER OF CUMBERLAND | 135 MENDON RD | UST-1802 | Commercials | 1 | 1979-05-01 | Permanently Closed | 5020 | Gasoline
CUMBERLAND | U-HAUL CENTER OF CUMBERLAND | 135 MENDON RD | UST-1802 | Commercials | 2 | 1979-05-01 | Permanently Closed | 5020 | Gasoline
CUMBERLAND | UNIVERSAL FASTENERS & SUPPLY | 2736 MENDON RD | UST-16039 | Commercials | 1 | 1984-10-09 | Permanently Closed | 2000 | Diesel
CUMBERLAND | UNIVERSAL FASTENERS & SUPPLY | 2736 MENDON RD | UST-16039 | Commercials | 2 | 1984-10-09 | Permanently Closed | 2000 | Heating Oil No.2
CUMBERLAND | VALLEY FALLS FIRE DEPARTMENT | 270 BROAD ST | UST-1651 | City/Town Government | 1 | 1967-03-01 | Permanently Closed | 300 | Diesel
CUMBERLAND | VALLEY FALLS FIRE DEPARTMENT | 270 BROAD ST | UST-1651 | City/Town Government | 2 | 1967-03-01 | Permanently Closed | 1000 | Heating Oil No.2
CUMBERLAND | VALLEY GAS COMPANY | 1595 MENDON RD | UST-511 | Commercials | 1 | 1967-04-01 | Permanently Closed | 4000 | Diesel
CUMBERLAND | VALLEY GAS COMPANY | 1595 MENDON RD | UST-511 | Commercials | 2 | 1967-04-01 | Permanently Closed | 5000 | Gasoline
CUMBERLAND | VALLEY GAS COMPANY | 1595 MENDON RD | UST-511 | Commercials | 3 | 1970-04-01 | Permanently Closed | 550 | Waste Oil
CUMBERLAND | VALLEY GAS COMPANY | 1595 MENDON RD | UST-511 | Commercials | 4 | 1976-04-01 | Permanently Closed | 5000 | Gasoline
CUMBERLAND | VALLEY GAS COMPANY | 1595 MENDON RD | UST-511 | Commercials | 5 | 1984-10-09 | Permanently Closed | 1000 | Unknown
CUMBERLAND | VALLEY MOTOR SALES | 198 BROAD ST | UST-17165 | Commercials | 1 | 1984-10-09 | Permanently Closed | 500 | Gasoline
CUMBERLAND | VALLEY MOTOR SALES | 198 BROAD ST | UST-17165 | Commercials | 2 | 1984-10-09 | Permanently Closed | 500 | Gasoline
CUMBERLAND | VALLEY MOTOR SALES | 198 BROAD ST | UST-17165 | Commercials | 3 | 1984-10-09 | Permanently Closed | 1000 | Gasoline
CUMBERLAND | VERIZON NEW ENGLAND, INC. (RI 337307) | 6 ANGELL RD | UST-1212 | Commercials | 1 | 1972-09-01 | Permanently Closed | 4000 | Diesel
CUMBERLAND | VERIZON NEW ENGLAND, INC. (RI 337307) | 6 ANGELL RD | UST-1212 | Commercials | 2 | 1986-10-01 | In Use | 4000 | Diesel | Double Walled | 2019-08-19
CUMBERLAND | VINCENT W. BILOTTI | 400 WRENTHAM RD | UST-2638 | Private Residence | 1 | 1982-08-01 | In Use | 2000 | Heating Oil No.2
CUMBERLAND | WILLIAM R. BATTY, JR. | 151 CIRCUIT DR | UST-2983 | Private Residence | 1 | 1959-02-01 | In Use | 2000 | Heating Oil No.2
EAST GREENWICH | 306 REALTY ASSOCIATES | 306 MAIN ST | UST-18180 | Commercials | 1 | 1984-10-09 | Permanently Closed | 1000 | Heating Oil No.2
EAST GREENWICH | 620 MAIN STREET ASSOCIATES | 48 GREENE ST | UST-4386 | Commercials | 1 | 1984-10-09 | Permanently Closed | 99999 | Gasoline
EAST GREENWICH | 95 PUMPING STATION | POLE 195, NEW LONDON TPKE | UST-18608 | City/Town Government | 1 | 1984-10-09 | Permanently Closed | 1000 | Diesel
EAST GREENWICH | ALFRED J. PETTERUTI | 360 GRANDVIEW RD | UST-2963 | Private Residence | 1 | 1982-02-01 | In Use | 2000 | Heating Oil No.2
EAST GREENWICH | AMERICAN LEGION POST #15 | 1016 MAIN ST | UST-2309 | Commercials | 1 | 1979-06-01 | Permanently Closed | 1000 | Heating Oil No.2 | Single Walled
EAST GREENWICH | ANDEW CULLUCI | 1095 CARR'S POND RD | UST-4513 | Other | 1 | 1984-10-09 | Permanently Closed | 2000 | Heating Oil No.2
EAST GREENWICH | ARCHIE COLE JUNIOR HIGH SCHOOL | 100 CEDAR AVE | UST-219 | Education Private | 1 | 1955-03-01 | Permanently Closed | 5000 | Heating Oil No.2
EAST GREENWICH | BARBARA SAYDAM | 133 SPRING ST | UST-18376 | Private Residence | 1 | 1984-10-09 | Permanently Closed | 1500 | Heating Oil No.2
EAST GREENWICH | BAY BUICK | 5750 POST RD | UST-18702 | Commercials | 1 | 1984-10-09 | Permanently Closed | 275 | Waste Oil
EAST GREENWICH | BENNY'S HOME & AUTO | 609 MAIN ST | UST-3665 | Commercials | 1 | 1984-10-09 | Permanently Closed | 1000 | Heating Oil No.2
EAST GREENWICH | C. PHYLLIS DEAN PROPERTY | 6 KIRKER DR | UST-19054 | Private Residence | 1 | 1984-10-09 | Permanently Closed | 2000 | Heating Oil No.2
EAST GREENWICH | CAMBRIDGE STATION #68012 | 3333 SOUTH COUNTY TRL | UST-850 | Gasoline Station | 1 | 1984-10-09 | Permanently Closed | 2000 | Diesel
EAST GREENWICH | CAMBRIDGE STATION #68012 | 3333 SOUTH COUNTY TRL | UST-850 | Gasoline Station | 2 | 1984-10-09 | Permanently Closed | 2000 | Diesel
EAST GREENWICH | CAMBRIDGE STATION #68012 | 3333 SOUTH COUNTY TRL | UST-850 | Gasoline Station | 3 | 1984-10-09 | Permanently Closed | 3000 | Gasoline
EAST GREENWICH | CAMBRIDGE STATION #68012 | 3333 SOUTH COUNTY TRL | UST-850 | Gasoline Station | 4 | 1984-10-09 | Permanently Closed | 4000 | Heating Oil No.2
EAST GREENWICH | CAMBRIDGE STATION #68012 | 3333 SOUTH COUNTY TRL | UST-850 | Gasoline Station | 5 | 1984-10-09 | Permanently Closed | 5000 | Gasoline
EAST GREENWICH | CAMBRIDGE STATION #68012 | 3333 SOUTH COUNTY TRL | UST-850 | Gasoline Station | 6 | 1989-07-01 | Permanently Closed | 5000 | Gasoline | Single Walled
EAST GREENWICH | CAMBRIDGE STATION #68012 | 3333 SOUTH COUNTY TRL | UST-850 | Gasoline Station | 7 | 1989-07-01 | Permanently Closed | 2000 | Gasoline | Single Walled
EAST GREENWICH | CAMBRIDGE STATION #68012 | 3333 SOUTH COUNTY TRL | UST-850 | Gasoline Station | 8 | 1989-07-01 | Permanently Closed | 5000 | Gasoline | Single Walled
EAST GREENWICH | CAMBRIDGE STATION #68012 | 3333 SOUTH COUNTY TRL | UST-850 | Gasoline Station | 9 | 2000-05-23 | Permanently Closed | 4000 | Gasoline | Double Walled
EAST GREENWICH | CAMBRIDGE STATION #68012 | 3333 SOUTH COUNTY TRL | UST-850 | Gasoline Station | 10 | 2000-05-23 | Permanently Closed | 6000 | Diesel | Double Walled
EAST GREENWICH | CARARUZZO RESIDENCE | 290 SPRING VALLEY DR | UST-4138 | Private Residence | 1 | 1984-10-09 | Permanently Closed | 2000 | Heating Oil No.2
EAST GREENWICH | CARCIERI PROPERTY | 206 DIVISION ST | UST-19288 | Private Residence | 1 | 1984-10-09 | Permanently Closed | 2000 | Heating Oil No.2
EAST GREENWICH | CAROL FEILBELMAN PROPERTY | 5 SEVERN CT | UST-19083 | Private Residence | 1 | 1984-10-09 | Permanently Closed | 2000 | Heating Oil No.4
EAST GREENWICH | CO-EDUCATIONAL ANNEX | 70 PIERCE ST | UST-17096 | State Government | 1 | 1984-10-09 | Permanently Closed | 1000 | Heating Oil No.2
EAST GREENWICH | COMMERCIAL BUILDING | 410 MAIN ST | UST-4246 | Commercials | 1 | 1984-10-09 | Permanently Closed | 1000 | Heating Oil No.2
EAST GREENWICH | COMMERCIAL PROPERTY | 500 MAIN ST | UST-18841 | Commercials | 1 | 1984-10-09 | Permanently Closed | 500 | Unknown
EAST GREENWICH | COMMERCIAL PROPERTY- 68 CLIFF STREET | 68 CLIFF ST | UST-4689 | Commercials | 1 | 1984-10-09 | Permanently Closed | 2000 | Heating Oil No.2
EAST GREENWICH | CONRAD WESSELHOEFT, M.D. | 1220 IVES RD | UST-2339 | Private Residence | 1 | 1984-10-09 | Permanently Closed | 2000 | Heating Oil No.2
EAST GREENWICH | CREATIVE VENTURES | 47 BRIDGE ST | UST-15516 | Commercials | 1 | 1984-10-09 | Permanently Closed | 2000 | Heating Oil No.2
EAST GREENWICH | CUMBERLAND FARMS, INC. #3815 | 5687 POST RD | UST-748 | Gasoline Station | 1 | 1974-04-01 | Permanently Closed | 8000 | Gasoline
EAST GREENWICH | CUMBERLAND FARMS, INC. #3815 | 5687 POST RD | UST-748 | Gasoline Station | 2 | 1974-04-01 | Permanently Closed | 8000 | Gasoline
EAST GREENWICH | CUMBERLAND FARMS, INC. #3815 | 5687 POST RD | UST-748 | Gasoline Station | 3 | 1974-04-01 | Permanently Closed | 8000 | Gasoline
EAST GREENWICH | CUMBERLAND FARMS, INC. #3815 | 5687 POST RD | UST-748 | Gasoline Station | 4 | 1997-10-24 | In Use | 8000 | Gasoline | Double Walled | 2022-03-30
EAST GREENWICH | CUMBERLAND FARMS, INC. #3815 | 5687 POST RD | UST-748 | Gasoline Station | 5 | 1997-10-24 | In Use | 8000 | Gasoline | Double Walled | 2022-03-30
EAST GREENWICH | CUMBERLAND FARMS, INC. #3815 | 5687 POST RD | UST-748 | Gasoline Station | 6 | 1997-10-24 | In Use | 8000 | Gasoline | Double Walled | 2022-03-30
EAST GREENWICH | CUMBERLAND FARMS, INC. #3845 | 3323 SOUTH COUNTY TRL | UST-773 | Gasoline Station | 1 | 1982-08-01 | Permanently Closed | 8000 | Gasoline | Single Walled
EAST GREENWICH | CUMBERLAND FARMS, INC. #3845 | 3323 SOUTH COUNTY TRL | UST-773 | Gasoline Station | 2 | 1982-08-01 | Permanently Closed | 8000 | Gasoline | Single Walled
EAST GREENWICH | CUMBERLAND FARMS, INC. #3845 | 3323 SOUTH COUNTY TRL | UST-773 | Gasoline Station | 3 | 1982-08-01 | Permanently Closed | 8000 | Gasoline | Single Walled
EAST GREENWICH | CUMBERLAND FARMS, INC. #3845 | 3323 SOUTH COUNTY TRL | UST-773 | Gasoline Station | 4 | 2015-10-30 | In Use | 12000 | Gasoline | Double Walled | 2015-11-18
EAST GREENWICH | CUMBERLAND FARMS, INC. #3845 | 3323 SOUTH COUNTY TRL | UST-773 | Gasoline Station | 5 | 2015-10-30 | In Use | 8000 | Gasoline | Double Walled | 2015-11-18
EAST GREENWICH | CUMBERLAND FARMS, INC. #3845 | 3323 SOUTH COUNTY TRL | UST-773 | Gasoline Station | 6 | 2015-10-30 | In Use | 12000 | Gasoline | Double Walled | 2015-11-18
EAST GREENWICH | CUMBERLAND FARMS, INC. #3845 | 3323 SOUTH COUNTY TRL | UST-773 | Gasoline Station | 7 | 2015-10-30 | In Use | 8000 | Diesel | Double Walled | 2015-11-18
EAST GREENWICH | CVS PHARMACY | 620 MAIN ST | UST-17030 | Commercials | 1 | 1984-10-09 | Permanently Closed | 1000 | Heating Oil No.2
EAST GREENWICH | DEBLOIS OIL COMPANY | 2579 SOUTH COUNTY TRL | UST-153 | Commercials | 1 | 1984-10-09 | Permanently Closed | 10000 | Kerosene
EAST GREENWICH | DEBLOIS OIL COMPANY | 2579 SOUTH COUNTY TRL | UST-153 | Commercials | 2 | 1984-10-09 | Permanently Closed | 10000 | Kerosene
EAST GREENWICH | DEBLOIS OIL COMPANY | 2579 SOUTH COUNTY TRL | UST-153 | Commercials | 3 | 1984-10-09 | Permanently Closed | 20000 | Kerosene
EAST GREENWICH | DEBLOIS OIL COMPANY | 2579 SOUTH COUNTY TRL | UST-153 | Commercials | 4 | 1984-10-09 | Permanently Closed | 20000 | Kerosene
EAST GREENWICH | DEBLOIS OIL COMPANY | 2579 SOUTH COUNTY TRL | UST-153 | Commercials | 5 | 1984-10-09 | Permanently Closed | 20000 | Kerosene
EAST GREENWICH | DEBLOIS OIL COMPANY | 2579 SOUTH COUNTY TRL | UST-153 | Commercials | 6 | 1984-10-09 | Permanently Closed | 10000 | Diesel
EAST GREENWICH | DEBLOIS OIL COMPANY | 2579 SOUTH COUNTY TRL | UST-153 | Commercials | 7 | 1990-06-01 | Permanently Closed | 2000 | Gasoline | Double Walled
EAST GREENWICH | DEBLOIS OIL COMPANY | 2579 SOUTH COUNTY TRL | UST-153 | Commercials | 8 | 1984-10-09 | Permanently Closed | 5000 | Gasoline
EAST GREENWICH | DEBLOIS OIL COMPANY | 2579 SOUTH COUNTY TRL | UST-153 | Commercials | 9 | 1990-05-01 | Permanently Closed | 2000 | Diesel | Double Walled
EAST GREENWICH | DEBLOIS OIL COMPANY | 2579 SOUTH COUNTY TRL | UST-153 | Commercials | 10 | 1984-10-09 | Permanently Closed | 5000 | Diesel
EAST GREENWICH | DR. AND MRS. JOHN HARRISON | 56 GILBERT STUART DR | UST-2977 | Private Residence | 1 | 1977-01-01 | Permanently Closed | 3000 | Heating Oil No.2
EAST GREENWICH | EAST GREENWICH DAIRY COMPANY | SOUTH COUNTY TRL | UST-1846 | Commercials | 1 | 1963-06-01 | Permanently Closed | 4000 | Diesel
EAST GREENWICH | EAST GREENWICH DAIRY COMPANY | SOUTH COUNTY TRL | UST-1846 | Commercials | 2 | 1963-06-01 | Permanently Closed | 7000 | Heating Oil No.2
EAST GREENWICH | EAST GREENWICH DAIRY COMPANY | SOUTH COUNTY TRL | UST-1846 | Commercials | 3 | 1963-06-01 | Permanently Closed | 10000 | Diesel
EAST GREENWICH | EAST GREENWICH DAIRY COMPANY | SOUTH COUNTY TRL | UST-1846 | Commercials | 4 | 1963-06-01 | Permanently Closed | 12000 | Heating Oil No.2
EAST GREENWICH | EAST GREENWICH DAIRY COMPANY | SOUTH COUNTY TRL | UST-1846 | Commercials | 5 | 1963-09-01 | Permanently Closed | 500 | Heating Oil No.2
EAST GREENWICH | EAST GREENWICH DAIRY COMPANY | SOUTH COUNTY TRL | UST-1846 | Commercials | 6 | 1969-05-01 | Permanently Closed | 1000 | Heating Oil No.2
EAST GREENWICH | EAST GREENWICH FIRE DISTRICT | 1180 FRENCHTOWN RD | UST-822 | City/Town Government | 1 | 1980-04-01 | Permanently Closed | 4000 | Diesel
EAST GREENWICH | EAST GREENWICH FIRE DISTRICT | 1180 FRENCHTOWN RD | UST-822 | City/Town Government | 2 | 1981-04-01 | Permanently Closed | 4000 | Gasoline
EAST GREENWICH | EAST GREENWICH FIRE DISTRICT | 1180 FRENCHTOWN RD | UST-822 | City/Town Government | 3 | 1972-04-01 | Permanently Closed | 2000 | Heating Oil No.2
EAST GREENWICH | EAST GREENWICH FIRE DISTRICT | 284 MAIN ST | UST-823 | City/Town Government | 1 | 1982-05-01 | Permanently Closed | 1500 | Heating Oil No.2
EAST GREENWICH | EAST GREENWICH FIRST BAPTIST CHURCH | PEIRCE & MONTROS ST | UST-2953 | Other | 1 | 1951-09-01 | Permanently Closed | 1000 | Heating Oil No.2
EAST GREENWICH | EAST GREENWICH FIRST BAPTIST CHURCH | PEIRCE & MONTROS ST | UST-2953 | Other | 2 | 1945-02-01 | Permanently Closed | 1000 | Heating Oil No.2
EAST GREENWICH | EAST GREENWICH FREE LIBRARY | 82 PIERCE ST | UST-2431 | Other | 1 | 1984-10-09 | Permanently Closed | 1000 | Heating Oil No.2
EAST GREENWICH | EAST GREENWICH HIGH SCHOOL | 300 AVENGER DR | UST-220 | Education - Town | 1 | 1965-03-01 | Permanently Closed | 15000 | Heating Oil No.4
EAST GREENWICH | EAST GREENWICH HIGH SCHOOL | 300 AVENGER DR | UST-220 | Education - Town | 2 | 1992-08-01 | In Use | 5000 | Heating Oil No.4
EAST GREENWICH | EAST GREENWICH HIGH SCHOOL | 300 AVENGER DR | UST-220 | Education - Town | 3 | 1984-10-09 | Permanently Closed | 275 | Waste Oil
EAST GREENWICH | EAST GREENWICH HIGHWAY GARAGE | 100 BEAR SWAMP RD | UST-124 | City/Town Government | 1 | 1969-03-01 | Permanently Closed | 500 | Heating Oil No.2
EAST GREENWICH | EAST GREENWICH HIGHWAY GARAGE | 100 BEAR SWAMP RD | UST-124 | City/Town Government | 2 | 1984-10-09 | Permanently Closed | 1000 | Diesel
EAST GREENWICH | EAST GREENWICH HIGHWAY GARAGE | 100 BEAR SWAMP RD | UST-124 | City/Town Government | 3 | 1969-03-01 | Permanently Closed | 4000 | Diesel
EAST GREENWICH | EAST GREENWICH HIGHWAY GARAGE | 100 BEAR SWAMP RD | UST-124 | City/Town Government | 4 | 1984-10-09 | Permanently Closed | 4000 | Gasoline
EAST GREENWICH | EAST GREENWICH HIGHWAY GARAGE | 100 BEAR SWAMP RD | UST-124 | City/Town Government | 5 | 1984-10-09 | Permanently Closed | 6000 | Diesel
EAST GREENWICH | EAST GREENWICH HIGHWAY GARAGE | 100 BEAR SWAMP RD | UST-124 | City/Town Government | 6 | 1990-08-08 | In Use | 10000 | Diesel | Double Walled | 1998-12-28
EAST GREENWICH | EAST GREENWICH OIL COMPANY, INC. | 390 MAIN ST | UST-357 | Commercials | 1 | 1960-04-01 | Permanently Closed | 20000 | Heating Oil No.2
EAST GREENWICH | EAST GREENWICH OIL COMPANY, INC. | 390 MAIN ST | UST-357 | Commercials | 2 | 1984-10-09 | Permanently Closed | 5000 | Kerosene
EAST GREENWICH | EAST GREENWICH OIL COMPANY, INC. | 390 MAIN ST | UST-357 | Commercials | 3 | 1984-10-09 | Permanently Closed | 5000 | Kerosene
EAST GREENWICH | EAST GREENWICH OIL COMPANY, INC. | 390 MAIN ST | UST-357 | Commercials | 4 | 1984-10-09 | Permanently Closed | 2000 | Gasoline
EAST GREENWICH | EAST GREENWICH OIL COMPANY, INC. | 390 MAIN ST | UST-357 | Commercials | 5 | 1984-10-09 | Permanently Closed | 1000 | Other
EAST GREENWICH | EAST GREENWICH OIL COMPANY, INC. | 390 MAIN ST | UST-357 | Commercials | 6 | 1984-10-09 | Permanently Closed | 1000 | Other
EAST GREENWICH | EAST GREENWICH SHELL | 671 MAIN ST | UST-795 | Gasoline Station | 1 | 1970-04-01 | Permanently Closed | 8000 | Gasoline | Single Walled
EAST GREENWICH | EAST GREENWICH SHELL | 671 MAIN ST | UST-795 | Gasoline Station | 2 | 1970-04-01 | Permanently Closed | 8000 | Gasoline | Single Walled
EAST GREENWICH | EAST GREENWICH SHELL | 671 MAIN ST | UST-795 | Gasoline Station | 3 | 1970-04-01 | Permanently Closed | 8000 | Gasoline | Single Walled
EAST GREENWICH | EAST GREENWICH SHELL | 671 MAIN ST | UST-795 | Gasoline Station | 4 | 1986-12-01 | Permanently Closed | 500 | Waste Oil
EAST GREENWICH | EAST GREENWICH SHELL | 671 MAIN ST | UST-795 | Gasoline Station | 5 | 1984-10-09 | Permanently Closed | 550 | Waste Oil
EAST GREENWICH | EAST GREENWICH SHELL | 671 MAIN ST | UST-795 | Gasoline Station | 6 | 1986-12-01 | In Use | 550 | Heating Oil No.2
EAST GREENWICH | EAST GREENWICH SHELL | 671 MAIN ST | UST-795 | Gasoline Station | 7 | 1984-10-09 | Permanently Closed | 550 | Heating Oil No.2
EAST GREENWICH | EAST GREENWICH SHELL | 671 MAIN ST | UST-795 | Gasoline Station | 8 | 2017-11-14 | In Use | 7000 | Gasoline | Double Walled | 2017-11-27
EAST GREENWICH | EAST GREENWICH SHELL | 671 MAIN ST | UST-795 | Gasoline Station | 9 | 2017-11-14 | In Use | 5000 | Gasoline | Double Walled | 2017-11-27
EAST GREENWICH | EAST GREENWICH SUNOCO STATION | 2574 SOUTH COUNTY TRL | UST-112 | Gasoline Station | 1 | 1984-10-09 | Permanently Closed | 4000 | Gasoline
EAST GREENWICH | EAST GREENWICH SUNOCO STATION | 2574 SOUTH COUNTY TRL | UST-112 | Gasoline Station | 2 | 1984-10-09 | Permanently Closed | 4000 | Gasoline
EAST GREENWICH | EAST GREENWICH SUNOCO STATION | 2574 SOUTH COUNTY TRL | UST-112 | Gasoline Station | 3 | 1969-03-01 | Permanently Closed | 6000 | Gasoline
EAST GREENWICH | EAST GREENWICH SUNOCO STATION | 2574 SOUTH COUNTY TRL | UST-112 | Gasoline Station | 4 | 1982-03-01 | Permanently Closed | 6000 | Gasoline
EAST GREENWICH | EAST GREENWICH SUNOCO STATION | 2574 SOUTH COUNTY TRL | UST-112 | Gasoline Station | 5 | 1984-10-09 | Permanently Closed | 500 | Waste Oil | Single Walled
EAST GREENWICH | EAST GREENWICH SUNOCO STATION | 2574 SOUTH COUNTY TRL | UST-112 | Gasoline Station | 6 | 1984-10-09 | Permanently Closed | 1000 | Motor Oil
EAST GREENWICH | EAST GREENWICH SUNOCO STATION | 2574 SOUTH COUNTY TRL | UST-112 | Gasoline Station | 7 | 1996-06-07 | Permanently Closed | 10000 | Gasoline | Double Walled | 1996-06-01
EAST GREENWICH | EAST GREENWICH SUNOCO STATION | 2574 SOUTH COUNTY TRL | UST-112 | Gasoline Station | 8 | 1996-06-07 | Permanently Closed | 12000 | Gasoline | Double Walled | 1996-06-01
EAST GREENWICH | EAST GREENWICH WASTEWATER TREATMENT PLANT | 21 CROMPTON AVE | UST-125 | City/Town Government | 1 | 1988-07-01 | In Use | 10000 | Gasoline | Double Walled | 1999-03-25
EAST GREENWICH | EAST GREENWICH WASTEWATER TREATMENT PLANT | 21 CROMPTON AVE | UST-125 | City/Town Government | 2 | 1984-10-09 | Permanently Closed | 1500 | Gasoline
EAST GREENWICH | EAST GREENWICH WASTEWATER TREATMENT PLANT | 21 CROMPTON AVE | UST-125 | City/Town Government | 3 | 1988-07-01 | In Use | 5000 | Diesel | Double Walled | 1998-12-29
EAST GREENWICH | EAST GREENWICH WASTEWATER TREATMENT PLANT | 21 CROMPTON AVE | UST-125 | City/Town Government | 4 | 1984-10-09 | Permanently Closed | 1500 | Gasoline
EAST GREENWICH | EAST GREENWICH WASTEWATER TREATMENT PLANT | 21 CROMPTON AVE | UST-125 | City/Town Government | 5 | 1956-03-01 | Permanently Closed | 1000 | Heating Oil No.2
EAST GREENWICH | EAST GREENWICH YACHT CLUB | 10 WATER ST | UST-1187 | Commercials | 1 | 1975-05-01 | Permanently Closed | 3000 | Diesel
EAST GREENWICH | EAST GREENWICH YACHT CLUB | 10 WATER ST | UST-1187 | Commercials | 2 | 1987-05-22 | Permanently Closed | 6000 | Gasoline | Single Walled
EAST GREENWICH | EAST GREENWICH YACHT CLUB | 10 WATER ST | UST-1187 | Commercials | 3 | 1970-05-01 | Permanently Closed | 2000 | Gasoline
EAST GREENWICH | EAST GREENWICH YACHT CLUB | 10 WATER ST | UST-1187 | Commercials | 4 | 1987-05-22 | Permanently Closed | 6000 | Gasoline | Single Walled
EAST GREENWICH | EAST GREENWICH YACHT CLUB | 10 WATER ST | UST-1187 | Commercials | 5 | 1970-05-01 | Permanently Closed | 3000 | Gasoline
EAST GREENWICH | EAST GREENWICH YACHT CLUB | 10 WATER ST | UST-1187 | Commercials | 6 | 1987-05-22 | Permanently Closed | 6000 | Diesel | Single Walled
EAST GREENWICH | EAST GREENWICH YACHT CLUB | 10 WATER ST | UST-1187 | Commercials | 7 | 1984-10-09 | Permanently Closed | 275 | Diesel
EAST GREENWICH | EAST GREENWICH YACHT CLUB | 10 WATER ST | UST-1187 | Commercials | 8 | 2013-11-21 | In Use | 12000 | Diesel | Double Walled
EAST GREENWICH | EAST GREENWICH YACHT CLUB | 10 WATER ST | UST-1187 | Commercials | 9 | 2013-11-21 | In Use | 8000 | Gasoline | Double Walled
EAST GREENWICH | EAST GREENWICH YACHT CLUB | 10 WATER ST | UST-1187 | Commercials | 10 | 2013-11-21 | In Use | 4000 | Gasoline | Double Walled
EAST GREENWICH | EVELYN G. PROULX | 1444 SOUTH COUNTY TRL | UST-471 | Private Residence | 1 | 1960-04-01 | Permanently Closed | 1000 | Gasoline
EAST GREENWICH | FLEET NATIONAL BANK | 200 MAIN ST | UST-1368 | Commercials | 1 | 1984-10-09 | Permanently Closed | 3500 | Heating Oil No.2
EAST GREENWICH | FORMER HARRIS TOOL COMPANY | 1001 MAIN ST | UST-2544 | Industrial | 1 | 1947-04-01 | Permanently Closed | 1000 | Heating Oil No.2 | Single Walled
EAST GREENWICH | FRENCHTOWN BAPTIST CHURCH | 1359 FRENCHTOWN RD | UST-2955 | Other | 1 | 1961-01-01 | Permanently Closed | 1000 | Heating Oil No.2 | Single Walled
EAST GREENWICH | FRENCHTOWN ELEMENTARY SCHOOL | FRENCHTOWN RD | UST-215 | Education Private | 1 | 1964-03-01 | Permanently Closed | 10000 | Heating Oil No.2
EAST GREENWICH | GAS STATION (FORMERLY) (DEPCO) | 2532 SOUTH COUNTY TRIAL | UST-17999 | Gasoline Station | 1 | 1984-10-09 | Permanently Closed | 3000 | Gasoline
EAST GREENWICH | GAS STATION (FORMERLY) (DEPCO) | 2532 SOUTH COUNTY TRIAL | UST-17999 | Gasoline Station | 2 | 1984-10-09 | Permanently Closed | 2000 | Unknown
EAST GREENWICH | GAS STATION (FORMERLY) (DEPCO) | 2532 SOUTH COUNTY TRIAL | UST-17999 | Gasoline Station | 3 | 1984-10-09 | Permanently Closed | 3000 | Gasoline
EAST GREENWICH | GAS STATION (FORMERLY) (DEPCO) | 2532 SOUTH COUNTY TRIAL | UST-17999 | Gasoline Station | 4 | 1984-10-09 | Permanently Closed | 1000 | Waste Oil
EAST GREENWICH | GREENWICH BAY CLAM, INC. | 205 MARLBOROUGH ST | UST-276 | Commercials | 1 | 1982-03-01 | Permanently Closed | 5000 | Diesel
EAST GREENWICH | GREENWICH BAY CLAM, INC. | WATER ST | UST-277 | Commercials | 1 | 1982-03-01 | Permanently Closed | 3000 | Gasoline
EAST GREENWICH | HARBOR PLASTICS/SUPREME DAIRY FARMS, INC | 136 MARLBORO ST | UST-16970 | Other | 1 | 1984-10-09 | Permanently Closed | 1500 | Heating Oil No.2
EAST GREENWICH | HARBOR PLASTICS/SUPREME DAIRY FARMS, INC | 136 MARLBORO ST | UST-16970 | Other | 2 | 1984-10-09 | Permanently Closed | 8000 | Heating Oil No.4
EAST GREENWICH | HERR'S MOTOR EXPRESS | 1505 SOUTH COUNTY TRL | UST-672 | Commercials | 1 | 1973-04-01 | Permanently Closed | 10000 | Diesel
EAST GREENWICH | HILLTOP DRIVE IN | POST RD | UST-18583 | Commercials | 1 | 1984-10-09 | Permanently Closed | 1000 | Heating Oil No.2
EAST GREENWICH | IDEAL WINDLASS COMPANY | 5810 POST RD | UST-16700 | Commercials | 1 | 1984-10-09 | Permanently Closed | 550 | Heating Oil No.2
EAST GREENWICH | INTER-CITY TOWING, INC. | 1835 SOUTH COUNTY TRL | UST-3216 | Gasoline Station | 1 | 1980-06-01 | Permanently Closed | 6000 | Gasoline
EAST GREENWICH | INTER-CITY TOWING, INC. | 1835 SOUTH COUNTY TRL | UST-3216 | Gasoline Station | 2 | 1980-06-01 | Permanently Closed | 6000 | Gasoline
EAST GREENWICH | INTER-CITY TOWING, INC. | 1835 SOUTH COUNTY TRL | UST-3216 | Gasoline Station | 3 | 1985-06-01 | Permanently Closed | 8000 | Diesel
EAST GREENWICH | INTER-CITY TOWING, INC. | 1835 SOUTH COUNTY TRL | UST-3216 | Gasoline Station | 4 | 1980-06-01 | Permanently Closed | 6000 | Gasoline
EAST GREENWICH | JAMES O'HARA RESIDENCE | 3 KIRKER DR | UST-4119 | Private Residence | 1 | 1984-10-09 | Permanently Closed | 2000 | Heating Oil No.2
EAST GREENWICH | JIM MASTERS | 5700 POST RD | UST-15277 | Other | 1 | 1984-10-09 | Permanently Closed | 1000 | Gasoline
EAST GREENWICH | JIM MASTERS | 5700 POST RD | UST-15277 | Other | 2 | 1984-10-09 | Permanently Closed | 1000 | Gasoline
EAST GREENWICH | JIM MASTERS | 5700 POST RD | UST-15277 | Other | 3 | 1984-10-09 | Permanently Closed | 1000 | Gasoline
EAST GREENWICH | JOHN MULLANEY | 50 HAMILTON DR | UST-16683 | Private Residence | 1 | 1984-10-09 | Permanently Closed | 2000 | Heating Oil No.2
EAST GREENWICH | KASPARIAN COMMERCIAL PROPERTY | 427 MAIN ST | UST-4000 | Commercials | 1 | 1984-10-09 | Permanently Closed | 1000 | Unknown
EAST GREENWICH | KEMALIAN REALTY | 110 MAIN ST | UST-16893 | Commercials | 1 | 1984-10-09 | Permanently Closed | 1000 | Heating Oil No.2
EAST GREENWICH | KEMALIAN REALTY | 110 MAIN ST | UST-16893 | Commercials | 2 | 1984-10-09 | Permanently Closed | 1000 | Heating Oil No.2
EAST GREENWICH | KINDL RESIDENTIAL PROPERTY | 55 JEFFERSON DR | UST-4219 | Private Residence | 1 | 1984-10-09 | Permanently Closed | 2000 | Heating Oil No.2
EAST GREENWICH | KING SOLOMON LODGE FRATERNAL ASSOC. | 75 DIVISION ST | UST-17003 | Other | 1 | 1984-10-09 | Permanently Closed | 1000 | Heating Oil No.2
EAST GREENWICH | MAIN STREET SHELL | 666 MAIN ST | UST-896 | Gasoline Station | 1 | 1980-01-01 | Permanently Closed | 12000 | Gasoline | Double Walled
EAST GREENWICH | MAIN STREET SHELL | 666 MAIN ST | UST-896 | Gasoline Station | 2 | 1980-01-01 | Permanently Closed | 12000 | Gasoline | Double Walled
EAST GREENWICH | MAIN STREET SHELL | 666 MAIN ST | UST-896 | Gasoline Station | 3 | 1972-01-01 | Permanently Closed | 10000 | Gasoline
EAST GREENWICH | MAIN STREET SHELL | 666 MAIN ST | UST-896 | Gasoline Station | 4 | 1962-01-01 | Permanently Closed | 550 | Waste Oil
EAST GREENWICH | MAIN STREET SHELL | 666 MAIN ST | UST-896 | Gasoline Station | 5 | 1962-01-01 | Permanently Closed | 550 | Heating Oil No.2 | Double Walled
EAST GREENWICH | MIDSTATE TIRE | 5601 POST RD | UST-19173 | Commercials | 1 | 1984-10-09 | Permanently Closed | 2000 | Heating Oil No.2
EAST GREENWICH | MOODY TOOLS, INC. | 60 CROMPTON AVE | UST-55 | Commercials | 1 | 1980-01-01 | Permanently Closed | 1000 | Heating Oil No.2
EAST GREENWICH | NASH DESENT PROPERTY | 595 DIVISION ST | UST-3904 | Private Residence | 1 | 1984-10-09 | Permanently Closed | 2000 | Heating Oil No.2
EAST GREENWICH | NEW ENGLAND TELEPHONE COMPANY | 47 LIBERTY ST | UST-1219 | Commercials | 1 | 1956-05-01 | Permanently Closed | 4000 | Gasoline
EAST GREENWICH | NEW ENGLAND TELEPHONE COMPANY | 47 LIBERTY ST | UST-1219 | Commercials | 2 | 1986-12-01 | Permanently Closed | 4000 | Gasoline
EAST GREENWICH | NEW ENGLAND TELEPHONE COMPANY | 47 LIBERTY ST | UST-1219 | Commercials | 3 | 1956-05-01 | Permanently Closed | 500 | Waste Oil
EAST GREENWICH | OAKS TAVERN | 91-103 DUKE ST | UST-19266 | Commercials | 1 | 1984-10-09 | Permanently Closed | 1000 | Heating Oil No.2
EAST GREENWICH | OCEAN STATE PRIMARY CARE OF EAST GREENWICH | 4300 POST RD | UST-4842 | Commercials | 1 | null | Permanently Closed | 1000 | Heating Oil No.2 | Single Walled
EAST GREENWICH | OFFICE RECYCLING SOLUTIONS | 65 ROCKY HOLLOW RD | UST-4008 | Commercials | 1 | 1984-10-09 | Permanently Closed | 1000 | Gasoline
EAST GREENWICH | OUR LADY OF MERCY SCHOOL | FOURTH AVE | UST-18585 | Education Private | 1 | 1984-10-09 | Permanently Closed | 2000 | Heating Oil No.2
EAST GREENWICH | PAUL BAILEY'S EAST GREENWICH FORD | 2545 SOUTH COUNTY TRL | UST-18784 | Commercials | 1 | 1984-10-09 | In Use | 3000 | Heating Oil No.2 | Double Walled
EAST GREENWICH | PHILIP GREEN (RESIDENTIAL) | 250 STONE RIDGE DR | UST-4142 | Private Residence | 1 | 1984-10-09 | Permanently Closed | 2000 | Heating Oil No.2
EAST GREENWICH | PHILIP SOCK (RESIDENTIAL) | 120 EMPRESS DR | UST-18983 | Private Residence | 1 | 1984-10-09 | Permanently Closed | 2000 | Heating Oil No.2
EAST GREENWICH | PUCINO BROS. | 5433 POST RD | UST-16132 | Commercials | 1 | 1966-10-01 | Permanently Closed | 3000 | Waste Oil
EAST GREENWICH | PUCINO BROS. | 5433 POST RD | UST-16132 | Commercials | 2 | 1966-10-01 | Permanently Closed | 3000 | Gasoline
EAST GREENWICH | PUCINO BROS. | 5433 POST RD | UST-16132 | Commercials | 3 | 1966-10-01 | Permanently Closed | 2000 | Gasoline
EAST GREENWICH | PUCINO BROS. | 5433 POST RD | UST-16132 | Commercials | 4 | 1966-10-01 | Permanently Closed | 4000 | Gasoline
EAST GREENWICH | R & S ASSOCIATES | 461 MAIN ST | UST-18166 | Commercials | 1 | 1984-10-09 | Permanently Closed | 1000 | Heating Oil No.2
EAST GREENWICH | R. R. WEAVER | 115 WOODBRIDGE DR | UST-2954 | Private Residence | 1 | 1981-01-01 | Permanently Closed | 4000 | Heating Oil No.2
EAST GREENWICH | RAMON ZORABEDIAN | 40 HAMILTON DR | UST-4523 | Private Residence | 1 | 1984-10-09 | Permanently Closed | 2000 | Heating Oil No.2
EAST GREENWICH | RESIDENTIAL PROPERTY | 2500 NEW LONDON TPKE | UST-3995 | Private Residence | 1 | 1984-10-09 | Permanently Closed | 1275 | Heating Oil No.2
EAST GREENWICH | RESIDENTIAL PROPERTY | 35 CHESTNUT DR | UST-4591 | Commercials | 1 | 1984-10-09 | Permanently Closed | 2000 | Heating Oil No.2
EAST GREENWICH | RHODE ISLAND ARMY NATIONAL GUARD | 2841 SOUTH COUNTY TRL | UST-4587 | State Government | 1 | 1984-10-09 | Permanently Closed | 1500 | Heating Oil No.2
EAST GREENWICH | RHODE ISLAND CENTRAL CREDIT UNION | 413 MAIN ST | UST-424 | Commercials | 1 | 1979-04-01 | Permanently Closed | 2000 | Heating Oil No.2
EAST GREENWICH | RI ARMY NAT'L GUARD SHOP #4 (OMS #4) | 2841 SOUTH COUNTY TRL | UST-1470 | State Government | 1 | 1956-09-01 | Permanently Closed | 5000 | Heating Oil No.2
EAST GREENWICH | RI ARMY NAT'L GUARD SHOP #4 (OMS #4) | 2841 SOUTH COUNTY TRL | UST-1470 | State Government | 2 | 1978-09-01 | Permanently Closed | 3000 | Heating Oil No.2
EAST GREENWICH | RI ARMY NAT'L GUARD SHOP #4 (OMS #4) | 2841 SOUTH COUNTY TRL | UST-1470 | State Government | 3 | 1978-09-01 | Permanently Closed | 4000 | Gasoline
EAST GREENWICH | RI ARMY NAT'L GUARD SHOP #4 (OMS #4) | 2841 SOUTH COUNTY TRL | UST-1470 | State Government | 4 | 1978-09-01 | Permanently Closed | 4000 | Diesel
EAST GREENWICH | RI ARMY NAT'L GUARD SHOP #4 (OMS #4) | 2841 SOUTH COUNTY TRL | UST-1470 | State Government | 5 | 1983-09-01 | Permanently Closed | 500 | Waste Oil
EAST GREENWICH | RI MOVING & STORAGE | 1500 SOUTH COUNTY TRL | UST-15160 | Commercials | 1 | 1984-10-09 | Permanently Closed | 3000 | Gasoline
EAST GREENWICH | RICHARD E. OLSON | 676 SOUTH RD | UST-1745 | Commercials | 1 | 1970-06-01 | Permanently Closed | 1000 | Diesel
EAST GREENWICH | RIVER SAND & GRAVEL COMPANY, INC. | 400 FRENCHTOWN RD | UST-157 | Industrial | 1 | 1975-03-01 | Permanently Closed | 5000 | Gasoline
EAST GREENWICH | RIVER SAND & GRAVEL COMPANY, INC. | 400 FRENCHTOWN RD | UST-157 | Industrial | 2 | 1975-03-01 | Permanently Closed | 5000 | Diesel
EAST GREENWICH | RIVER SAND & GRAVEL COMPANY, INC. | 400 FRENCHTOWN RD | UST-157 | Industrial | 3 | 1975-03-01 | Permanently Closed | 5000 | Diesel
EAST GREENWICH | RIVER SAND & GRAVEL COMPANY, INC. | 400 FRENCHTOWN RD | UST-157 | Industrial | 4 | 1975-03-01 | Permanently Closed | 5000 | Gasoline
EAST GREENWICH | RIVER SAND & GRAVEL COMPANY, INC. | 400 FRENCHTOWN RD | UST-157 | Industrial | 5 | 1975-03-01 | Permanently Closed | 5000 | Diesel
EAST GREENWICH | RIVER SAND & GRAVEL COMPANY, INC. | 400 FRENCHTOWN RD | UST-157 | Industrial | 6 | 1984-10-09 | Permanently Closed | 5000 | Heating Oil No.2
EAST GREENWICH | ROCKY HILL SCHOOL | IVES RD | UST-1959 | Education Private | 1 | 1950-07-01 | Permanently Closed | 1000 | Heating Oil No.2
EAST GREENWICH | ROCKY HILL SCHOOL | IVES RD | UST-1959 | Education Private | 2 | 1950-07-01 | Permanently Closed | 2000 | Heating Oil No.2
EAST GREENWICH | ROCKY HILL SCHOOL | IVES RD | UST-1959 | Education Private | 3 | 1956-07-01 | Permanently Closed | 1000 | Heating Oil No.2
EAST GREENWICH | ROCKY HILL SCHOOL | IVES RD | UST-1959 | Education Private | 4 | 1959-07-01 | Permanently Closed | 1000 | Heating Oil No.2
EAST GREENWICH | ROCKY HILL SCHOOL | IVES RD | UST-1959 | Education Private | 5 | 1972-07-01 | Permanently Closed | 500 | Heating Oil No.2
EAST GREENWICH | ROCKY HILL SCHOOL | IVES RD | UST-1959 | Education Private | 6 | 1976-07-01 | Permanently Closed | 1000 | Heating Oil No.2
EAST GREENWICH | ROCKY HILL SCHOOL | IVES RD | UST-1959 | Education Private | 7 | 1981-07-01 | Permanently Closed | 3000 | Gasoline
EAST GREENWICH | SHELL | 2563 SOUTH COUNTY TRL | UST-796 | Gasoline Station | 1 | 1972-04-01 | Permanently Closed | 8000 | Gasoline
EAST GREENWICH | SHELL | 2563 SOUTH COUNTY TRL | UST-796 | Gasoline Station | 2 | 1972-04-01 | Permanently Closed | 8000 | Gasoline
EAST GREENWICH | SHELL | 2563 SOUTH COUNTY TRL | UST-796 | Gasoline Station | 3 | 1972-04-01 | Permanently Closed | 8000 | Gasoline
EAST GREENWICH | SHELL | 2563 SOUTH COUNTY TRL | UST-796 | Gasoline Station | 4 | 1986-12-01 | Permanently Closed | 550 | Waste Oil
EAST GREENWICH | SHELL | 2563 SOUTH COUNTY TRL | UST-796 | Gasoline Station | 5 | 1984-10-09 | Permanently Closed | 550 | Waste Oil
EAST GREENWICH | SHELL | 2563 SOUTH COUNTY TRL | UST-796 | Gasoline Station | 6 | 1986-12-01 | Permanently Closed | 550 | Heating Oil No.2
EAST GREENWICH | SHELL | 2563 SOUTH COUNTY TRL | UST-796 | Gasoline Station | 7 | 1984-10-09 | Permanently Closed | 550 | Heating Oil No.2
EAST GREENWICH | SHELL | 2563 SOUTH COUNTY TRL | UST-796 | Gasoline Station | 8 | 1997-11-01 | In Use | 12000 | Diesel | Double Walled | 2018-05-02
EAST GREENWICH | SHELL | 2563 SOUTH COUNTY TRL | UST-796 | Gasoline Station | 9 | 1997-11-01 | In Use | 12000 | Gasoline | Double Walled | 2018-05-02
EAST GREENWICH | SHELL | 2563 SOUTH COUNTY TRL | UST-796 | Gasoline Station | 10 | 1997-11-01 | In Use | 12000 | Gasoline | Double Walled | 2018-05-02
EAST GREENWICH | SHORESIDE APARTMENTS | 300 SIXTH AVE | UST-3658 | Commercials | 1 | 1977-05-01 | Permanently Closed | 1000 | Diesel
EAST GREENWICH | SINGLE FAMILY RESIDENCE | 1325 WATERFORD DR | UST-4315 | Private Residence | 1 | 1984-10-09 | Permanently Closed | 4000 | Heating Oil No.2
EAST GREENWICH | ST. LUKE'S CHURCH | PEIRCE ST | UST-2421 | Other | 1 | 1984-10-09 | Permanently Closed | 1000 | Heating Oil No.2
EAST GREENWICH | STANLEY BLACK AND DECKER | 1 BRIGGS DR | UST-45 | Industrial | 1 | 1957-01-01 | Permanently Closed | 25000 | Heating Oil No.6
EAST GREENWICH | STANLEY BLACK AND DECKER | 1 BRIGGS DR | UST-45 | Industrial | 2 | 1957-01-01 | Permanently Closed | 25000 | Heating Oil No.6
EAST GREENWICH | STANLEY BLACK AND DECKER | 1 BRIGGS DR | UST-45 | Industrial | 3 | 1959-01-01 | Permanently Closed | 6500 | Gasoline
EAST GREENWICH | STANLEY BLACK AND DECKER | 1 BRIGGS DR | UST-45 | Industrial | 4 | 1989-01-01 | Permanently Closed | 500 | Gasoline | Double Walled
EAST GREENWICH | STANLEY BLACK AND DECKER | 1 BRIGGS DR | UST-45 | Industrial | 5 | 1983-01-01 | Permanently Closed | 2000 | Hazardous Substance
EAST GREENWICH | STANLEY BOSTITCH | 1 FELTLOC LN | UST-2182 | Commercials | 1 | 1968-10-01 | Permanently Closed | 10000 | Gasoline
EAST GREENWICH | STANLEY BOSTITCH | 1 FELTLOC LN | UST-2182 | Commercials | 2 | 1968-10-01 | Permanently Closed | 10000 | Heating Oil No.2
EAST GREENWICH | SUN VALLEY ARMORY | 2841 SOUTH COUNTY TRL | UST-18450 | Federal Government | 1 | 1978-09-01 | Permanently Closed | 3000 | Heating Oil No.2
EAST GREENWICH | SUNNYBROOK FARMS | 1002 MAIN ST | UST-4727 | Commercials | 1 | 1984-10-09 | Permanently Closed | 1000 | Waste Oil
EAST GREENWICH | SUNNYBROOK FARMS | 1002 MAIN ST | UST-4727 | Commercials | 2 | 1984-10-09 | Permanently Closed | 500 | Heating Oil No.2
EAST GREENWICH | SUNOCO #0011-9172 | 695 MAIN ST | UST-263 | Gasoline Station | 1 | 1970-03-01 | Permanently Closed | 6000 | Gasoline
EAST GREENWICH | SUNOCO #0011-9172 | 695 MAIN ST | UST-263 | Gasoline Station | 2 | 1987-09-01 | Permanently Closed | 8000 | Gasoline | Single Walled
EAST GREENWICH | SUNOCO #0011-9172 | 695 MAIN ST | UST-263 | Gasoline Station | 3 | 1970-03-01 | Permanently Closed | 6000 | Gasoline
EAST GREENWICH | SUNOCO #0011-9172 | 695 MAIN ST | UST-263 | Gasoline Station | 4 | 1987-09-01 | Permanently Closed | 8000 | Gasoline | Single Walled
EAST GREENWICH | SUNOCO #0011-9172 | 695 MAIN ST | UST-263 | Gasoline Station | 5 | 1970-03-01 | Permanently Closed | 6000 | Gasoline
EAST GREENWICH | SUNOCO #0011-9172 | 695 MAIN ST | UST-263 | Gasoline Station | 6 | 1987-09-01 | Permanently Closed | 8000 | Gasoline | Single Walled
EAST GREENWICH | SUNOCO #0011-9172 | 695 MAIN ST | UST-263 | Gasoline Station | 7 | 1975-03-01 | Permanently Closed | 6000 | Diesel
EAST GREENWICH | SUNOCO #0011-9172 | 695 MAIN ST | UST-263 | Gasoline Station | 8 | 1987-09-01 | Permanently Closed | 8000 | Gasoline | Single Walled
EAST GREENWICH | SUNOCO #0011-9172 | 695 MAIN ST | UST-263 | Gasoline Station | 9 | 1984-10-09 | Permanently Closed | 550 | Heating Oil No.2
EAST GREENWICH | SUNOCO #0011-9172 | 695 MAIN ST | UST-263 | Gasoline Station | 10 | 1987-09-01 | Permanently Closed | 1000 | Waste Oil | Single Walled
EAST GREENWICH | SUNOCO #0011-9172 | 695 MAIN ST | UST-263 | Gasoline Station | 11 | 1984-10-09 | Permanently Closed | 550 | Waste Oil
EAST GREENWICH | SUNOCO #0011-9172 | 695 MAIN ST | UST-263 | Gasoline Station | 12 | 1987-09-01 | Permanently Closed | 1000 | Heating Oil No.2
EAST GREENWICH | THOMAS HOWE | 30 LIMEROCK DR | UST-16478 | Private Residence | 1 | 1984-10-09 | Permanently Closed | 2000 | Heating Oil No.2
EAST GREENWICH | TOWN AND COUNTRY TRANSPORTATION AKA LAIDLAW | 3347 SOUTH COUNTY TRL | UST-35 | Commercials | 1 | 1978-01-01 | Permanently Closed | 4000 | Diesel
EAST GREENWICH | TOWN HOUSE | 111 PIERCE ST | UST-126 | City/Town Government | 1 | 1982-03-01 | Permanently Closed | 10000 | Gasoline
EAST GREENWICH | TOWN HOUSE | 111 PIERCE ST | UST-126 | City/Town Government | 2 | 1963-03-01 | Permanently Closed | 2000 | Heating Oil No.2
EAST GREENWICH | TOWN HOUSE | 111 PIERCE ST | UST-126 | City/Town Government | 3 | 1984-10-09 | Permanently Closed | 2000 | Heating Oil No.2
EAST GREENWICH | TRAFALGAR EAST | 5300 POST RD | UST-2410 | Commercials | 1 | 1965-08-01 | Permanently Closed | 6000 | Heating Oil No.2
EAST GREENWICH | TRAFALGAR EAST | 5300 POST RD | UST-2410 | Commercials | 2 | 1965-08-01 | Permanently Closed | 6000 | Heating Oil No.2
EAST GREENWICH | TRAFALGAR EAST | 5300 POST RD | UST-2410 | Commercials | 3 | 1966-06-01 | Permanently Closed | 6000 | Heating Oil No.2
EAST GREENWICH | TRAFALGAR EAST | 5300 POST RD | UST-2410 | Commercials | 4 | 1966-07-01 | Permanently Closed | 6000 | Heating Oil No.2
EAST GREENWICH | TRAFALGAR EAST | 5300 POST RD | UST-2410 | Commercials | 5 | 1980-06-01 | Permanently Closed | 3000 | Heating Oil No.2
EAST GREENWICH | TRAFALGAR EAST | 5300 POST RD | UST-2410 | Commercials | 6 | 2000-12-04 | Permanently Closed | 3000 | Heating Oil No.2 | Double Walled
EAST GREENWICH | TRAFALGAR EAST | 5300 POST RD | UST-2410 | Commercials | 7 | 2000-11-30 | Permanently Closed | 3000 | Heating Oil No.2 | Double Walled
EAST GREENWICH | TRAFALGAR EAST | 5300 POST RD | UST-2410 | Commercials | 8 | 2000-11-29 | Permanently Closed | 3000 | Heating Oil No.2 | Double Walled
EAST GREENWICH | TRAFALGAR EAST | 5300 POST RD | UST-2410 | Commercials | 9 | 2000-11-30 | Permanently Closed | 3000 | Heating Oil No.2 | Double Walled
EAST GREENWICH | UNITED METHODIST CHURCH PARISH HOUSE | 214 MAIN ST | UST-16884 | Other | 1 | 1984-10-09 | Permanently Closed | 500 | Heating Oil No.2
EAST GREENWICH | VARNUM MEMORIAL ARMORY | 6 MAIN ST | UST-17411 | Other | 1 | 1984-10-09 | Permanently Closed | 1000 | Heating Oil No.2
EAST GREENWICH | VERIZON NEW ENGLAND, INC. (RI 325208) | 59 CHURCH ST | UST-1194 | Commercials | 1 | 1984-10-09 | Permanently Closed | 2000 | Heating Oil No.2
EAST GREENWICH | VERIZON NEW ENGLAND, INC. (RI 325208) | 59 CHURCH ST | UST-1194 | Commercials | 2 | 1984-10-09 | Permanently Closed | 1000 | Diesel
EAST GREENWICH | VERIZON NEW ENGLAND, INC. (RI 325208) | 59 CHURCH ST | UST-1194 | Commercials | 3 | 1993-03-01 | In Use | 2500 | Diesel | Double Walled
EAST GREENWICH | VIDIO-FAIR | 5661 POST RD | UST-2432 | Commercials | 1 | 1975-04-01 | Permanently Closed | 1000 | Heating Oil No.2
EAST GREENWICH | WELSH RESIDENCE | 100 HAMILTON DR | UST-18625 | Private Residence | 1 | 1984-10-09 | Permanently Closed | 2000 | Heating Oil No.2
EAST GREENWICH | WESTMINSTER CHURCH | 110 KENYON AVE | UST-18599 | Other | 1 | 1984-10-09 | Permanently Closed | 1000 | Heating Oil No.2
EAST GREENWICH | WILLIE'S SHELL | 5819 POST RD | UST-143 | Gasoline Station | 1 | 1984-10-09 | Permanently Closed | 6000 | Gasoline | Single Walled
EAST GREENWICH | WILLIE'S SHELL | 5819 POST RD | UST-143 | Gasoline Station | 2 | 1983-09-01 | Permanently Closed | 6000 | Gasoline | Single Walled
EAST GREENWICH | WILLIE'S SHELL | 5819 POST RD | UST-143 | Gasoline Station | 3 | 1973-03-01 | Permanently Closed | 6000 | Gasoline | Single Walled
EAST GREENWICH | WILLIE'S SHELL | 5819 POST RD | UST-143 | Gasoline Station | 4 | 1984-10-09 | Permanently Closed | 1000 | Heating Oil No.2
EAST GREENWICH | WILLIE'S SHELL | 5819 POST RD | UST-143 | Gasoline Station | 5 | 1984-10-09 | Permanently Closed | 500 | Waste Oil
EAST GREENWICH | WILLIE'S SHELL | 5819 POST RD | UST-143 | Gasoline Station | 6 | 2004-10-28 | In Use | 14000 | Gasoline | Double Walled | 2004-10-28
EAST GREENWICH | WILLIE'S SHELL | 5819 POST RD | UST-143 | Gasoline Station | 7 | 2004-10-28 | In Use | 6000 | Gasoline | Double Walled | 2004-10-28
EAST GREENWICH | WILLIE'S SHELL | 5819 POST RD | UST-143 | Gasoline Station | 8 | 2016-01-08 | In Use | 6000 | Diesel | Double Walled | 2016-01-08
EAST PROVIDENCE | 150-152 WATERMAN AVENUE COMMERCIAL PROPERTY | 150-152 WATERMAN AVE | UST-4650 | Commercials | 1 | 1984-10-09 | Permanently Closed | 500 | Waste Oil
EAST PROVIDENCE | 150-152 WATERMAN AVENUE COMMERCIAL PROPERTY | 150-152 WATERMAN AVE | UST-4650 | Commercials | 2 | 1984-10-09 | Permanently Closed | 2000 | Heating Oil No.2
EAST PROVIDENCE | 310 BOURNE AVE INDUSTRIAL BLDG | 310 BOURNE AVE | UST-1499 | Industrial | 1 | 1969-11-01 | Permanently Closed | 10000 | Heating Oil No.4
EAST PROVIDENCE | 310 BOURNE AVE INDUSTRIAL BLDG | 310 BOURNE AVE | UST-1499 | Industrial | 2 | 1969-11-01 | Permanently Closed | 10000 | Heating Oil No.4
EAST PROVIDENCE | 310 BOURNE AVE INDUSTRIAL BLDG | 310 BOURNE AVE | UST-1499 | Industrial | 3 | 1984-10-09 | Permanently Closed | 1000 | Gasoline
EAST PROVIDENCE | 310 BOURNE AVE INDUSTRIAL BLDG | 310 BOURNE AVE | UST-1499 | Industrial | 4 | 1984-10-09 | Permanently Closed | 15000 | Other
EAST PROVIDENCE | 310 BOURNE AVE INDUSTRIAL BLDG | 310 BOURNE AVE | UST-1499 | Industrial | 5 | 1984-10-09 | Permanently Closed | 15000 | Heating Oil No.6
EAST PROVIDENCE | 310 BOURNE AVE INDUSTRIAL BLDG | 310 BOURNE AVE | UST-1499 | Industrial | 6 | 1984-10-09 | Permanently Closed | 10000 | Heating Oil No.2
EAST PROVIDENCE | 310 BOURNE AVE INDUSTRIAL BLDG | 310 BOURNE AVE | UST-1499 | Industrial | 7 | 1984-10-09 | Permanently Closed | 2000 | Heating Oil No.2
EAST PROVIDENCE | 310 BOURNE AVE INDUSTRIAL BLDG | 310 BOURNE AVE | UST-1499 | Industrial | 8 | 1984-10-09 | Permanently Closed | 2000 | Not Listed
EAST PROVIDENCE | 310 BOURNE AVE INDUSTRIAL BLDG | 310 BOURNE AVE | UST-1499 | Industrial | 9 | 1984-10-09 | Permanently Closed | 2000 | Unknown
EAST PROVIDENCE | 310 BOURNE AVE INDUSTRIAL BLDG | 310 BOURNE AVE | UST-1499 | Industrial | 10 | 1984-10-09 | Permanently Closed | 1000 | Gasoline
EAST PROVIDENCE | 310 BOURNE AVE INDUSTRIAL BLDG | 310 BOURNE AVE | UST-1499 | Industrial | 11 | 1984-10-09 | Permanently Closed | 1000 | Mixture
EAST PROVIDENCE | 310 BOURNE AVE INDUSTRIAL BLDG | 310 BOURNE AVE | UST-1499 | Industrial | 12 | 1984-10-09 | Permanently Closed | 1000 | Waste Oil
EAST PROVIDENCE | 331 NORTH BROADWAY COMMERCIAL BLDG | 331 NORTH BROADWAY | UST-4892 | Commercials | 1 | null | Permanently Closed | 550 | Heating Oil No.2
EAST PROVIDENCE | 375 WAMPANOAG TRAIL LLC COMMERCIAL FACILITY | 375 WAMPANOAG TRL | UST-1858 | Commercials | 1 | 1965-05-01 | Permanently Closed | 4000 | Diesel
EAST PROVIDENCE | 375 WAMPANOAG TRAIL LLC COMMERCIAL FACILITY | 375 WAMPANOAG TRL | UST-1858 | Commercials | 2 | 1965-05-01 | Permanently Closed | 4000 | Diesel
EAST PROVIDENCE | 375 WAMPANOAG TRAIL LLC COMMERCIAL FACILITY | 375 WAMPANOAG TRL | UST-1858 | Commercials | 3 | 1965-05-01 | Permanently Closed | 4000 | Diesel
EAST PROVIDENCE | 375 WAMPANOAG TRAIL LLC COMMERCIAL FACILITY | 375 WAMPANOAG TRL | UST-1858 | Commercials | 4 | 1954-01-01 | Permanently Closed | 500 | Waste Oil
EAST PROVIDENCE | 425 WARREN AVENUE PROPERTY | 425 WARREN AVE | UST-4825 | Commercials | 1 | null | Permanently Closed | 1000 | Heating Oil No.2 | Single Walled
EAST PROVIDENCE | 7 DEXTER ROAD INDUSTRIAL SITE | 7 DEXTER RD | UST-1571 | Industrial | 1 | 1971-02-01 | Permanently Closed | 5000 | Heating Oil No.2
EAST PROVIDENCE | 7 DEXTER ROAD INDUSTRIAL SITE | 7 DEXTER RD | UST-1571 | Industrial | 2 | 1971-02-01 | Permanently Closed | 2000 | Gasoline
EAST PROVIDENCE | 89 VALLEY STREET COMMERCIAL BLDG | 89 VALLEY ST | UST-4845 | Commercials | 1 | null | Permanently Closed | 2000 | Heating Oil No.2
EAST PROVIDENCE | A. B. MUNROE DAIRY, INC. | 151 NORTH BROW ST | UST-1043 | Commercials | 1 | 1965-04-01 | Permanently Closed | 3000 | Gasoline
EAST PROVIDENCE | A. B. MUNROE DAIRY, INC. | 151 NORTH BROW ST | UST-1043 | Commercials | 2 | 1975-04-01 | Permanently Closed | 10000 | Heating Oil No.4
EAST PROVIDENCE | A. B. MUNROE DAIRY, INC. | 151 NORTH BROW ST | UST-1043 | Commercials | 3 | 1984-10-09 | Permanently Closed | 300 | Heating Oil No.2
EAST PROVIDENCE | A. B. MUNROE DAIRY, INC. | 151 NORTH BROW ST | UST-1043 | Commercials | 4 | 1986-10-01 | Permanently Closed | 10000 | Diesel | Single Walled
EAST PROVIDENCE | A. B. MUNROE DAIRY, INC. | 151 NORTH BROW ST | UST-1043 | Commercials | 5 | 1984-10-09 | Permanently Closed | 500 | Heating Oil No.2
EAST PROVIDENCE | ABLE BITUMINOUS CONTRACTORS, INC. | 466 FORBES ST | UST-1914 | Industrial | 1 | 1957-05-01 | Permanently Closed | 2000 | Diesel
EAST PROVIDENCE | ABLE BITUMINOUS CONTRACTORS, INC. | 466 FORBES ST | UST-1914 | Industrial | 2 | 1977-09-01 | Permanently Closed | 5000 | Gasoline
EAST PROVIDENCE | ABLE BITUMINOUS CONTRACTORS, INC. | 466 FORBES ST | UST-1914 | Industrial | 3 | 1977-09-01 | Permanently Closed | 3000 | Diesel
EAST PROVIDENCE | ABLE BITUMINOUS CONTRACTORS, INC. | 466 FORBES ST | UST-1914 | Industrial | 4 | 1977-09-01 | Permanently Closed | 3000 | Diesel
EAST PROVIDENCE | ABLE BITUMINOUS CONTRACTORS, INC. | 466 FORBES ST | UST-1914 | Industrial | 5 | 1975-05-01 | Permanently Closed | 4000 | Heating Oil No.2
EAST PROVIDENCE | ABLE BITUMINOUS CONTRACTORS, INC. | 466 FORBES ST | UST-1914 | Industrial | 6 | 1974-08-01 | Permanently Closed | 500 | Waste Oil
EAST PROVIDENCE | ABLE BITUMINOUS CONTRACTORS, INC. | 466 FORBES ST | UST-1914 | Industrial | 7 | 1984-10-09 | Permanently Closed | 4000 | Heating Oil No.2
EAST PROVIDENCE | ABRAMS HARDWARE | 214 TAUNTON AVE | UST-17008 | Commercials | 1 | 1984-10-09 | Permanently Closed | 1000 | Heating Oil No.2
EAST PROVIDENCE | AGAWAM HUNT | NORTH BROADWAY | UST-2406 | Commercials | 1 | 1983-05-01 | Permanently Closed | 1000 | Gasoline | Single Walled | 1998-05-12
EAST PROVIDENCE | AGAWAM HUNT | NORTH BROADWAY | UST-2406 | Commercials | 2 | 1984-10-09 | Permanently Closed | 2000 | Heating Oil No.2
EAST PROVIDENCE | AIR FILTER SYSTEMS | 54 WATER ST | UST-15262 | Commercials | 1 | 1984-10-09 | Permanently Closed | 2000 | Diesel
EAST PROVIDENCE | AIR FILTER SYSTEMS | 54 WATER ST | UST-15262 | Commercials | 2 | 1984-10-09 | Permanently Closed | 4000 | Diesel
EAST PROVIDENCE | ALLISON REED | 655 WATERMAN AVE | UST-4918 | Commercials | 1 | null | Permanently Closed | 8000 | Unknown
EAST PROVIDENCE | ALTRUI BROTHERS TRUCK SALES INC. | 1100 WARREN AVE | UST-18548 | Commercials | 1 | 1984-10-09 | Permanently Closed | 2000 | Heating Oil No.2
EAST PROVIDENCE | ALTRUI BROTHERS TRUCK SALES INC. | 1100 WARREN AVE | UST-18548 | Commercials | 2 | null | Permanently Closed | 500 | Heating Oil No.2 | Single Walled
EAST PROVIDENCE | AMERICAN OIL COMPANY | KETTLE POINT | UST-15662 | Commercials | 1 | 1967-12-01 | Permanently Closed | 500 | Diesel
EAST PROVIDENCE | AMERICAN OIL COMPANY | KETTLE POINT | UST-15662 | Commercials | 2 | 1967-12-01 | Permanently Closed | 1000 | Diesel
EAST PROVIDENCE | AMERICAN OIL COMPANY | KETTLE POINT | UST-15662 | Commercials | 3 | 1967-12-01 | Permanently Closed | 5000 | Waste Oil
EAST PROVIDENCE | AMERICAN OIL COMPANY | KETTLE POINT | UST-15662 | Commercials | 4 | 1984-10-09 | Permanently Closed | 1000 | Gasoline
EAST PROVIDENCE | AMES DEPARTMENT STORE (ZAYRES) | 555-575 TAUNTON AVE | UST-1232 | Commercials | 1 | 1971-05-01 | Permanently Closed | 10000 | Gasoline
EAST PROVIDENCE | AMES DEPARTMENT STORE (ZAYRES) | 555-575 TAUNTON AVE | UST-1232 | Commercials | 2 | 1971-05-01 | Permanently Closed | 10000 | Gasoline
EAST PROVIDENCE | AMES DEPARTMENT STORE (ZAYRES) | 555-575 TAUNTON AVE | UST-1232 | Commercials | 3 | 1962-05-01 | Permanently Closed | 500 | Waste Oil
EAST PROVIDENCE | AMES DEPARTMENT STORE (ZAYRES) | 555-575 TAUNTON AVE | UST-1232 | Commercials | 4 | 1984-10-09 | Permanently Closed | 9999999 | Other
EAST PROVIDENCE | AMES DEPARTMENT STORE (ZAYRES) | 555-575 TAUNTON AVE | UST-1232 | Commercials | 5 | 1984-10-09 | Permanently Closed | 9999999 | Other
EAST PROVIDENCE | AMES DEPARTMENT STORE (ZAYRES) | 555-575 TAUNTON AVE | UST-1232 | Commercials | 6 | 1984-10-09 | Permanently Closed | 9999999 | Other
EAST PROVIDENCE | ANDERSON MOTORS, INC. | 170 AMARAL ST | UST-18858 | Commercials | 1 | 1984-10-09 | Permanently Closed | 6000 | Unknown
EAST PROVIDENCE | ANDERSON MOTORS, INC. | 170 AMARAL ST | UST-18858 | Commercials | 2 | 1984-10-09 | Permanently Closed | 6000 | Unknown
EAST PROVIDENCE | ANDERSON MOTORS, INC. | 170 AMARAL ST | UST-18858 | Commercials | 3 | 1984-10-09 | Permanently Closed | 6000 | Gasoline
EAST PROVIDENCE | ANDERSON MOTORS, INC. | 170 AMARAL ST | UST-18858 | Commercials | 4 | 1984-10-09 | Permanently Closed | 1000 | Motor Oil
EAST PROVIDENCE | ANDERSON MOTORS, INC. | 170 AMARAL ST | UST-18858 | Commercials | 5 | 1984-10-09 | Permanently Closed | 1000 | Waste Oil
EAST PROVIDENCE | APARTMENT BUILDING | 115 BOURNE AVE | UST-19307 | Multiple Residence | 1 | 1984-10-09 | Permanently Closed | 2000 | Heating Oil No.2
EAST PROVIDENCE | ARDEN CORPORATION | 60 TAYLOR DR | UST-1872 | Commercials | 1 | 1984-06-01 | Permanently Closed | 4000 | Diesel
EAST PROVIDENCE | ARDEN CORPORATION | 60 TAYLOR DR | UST-1872 | Commercials | 2 | 1984-06-01 | Permanently Closed | 4000 | Gasoline
EAST PROVIDENCE | ARDEN CORPORATION | 60 TAYLOR DR | UST-1872 | Commercials | 3 | 1984-10-09 | Permanently Closed | 1000 | Heating Oil No.2
EAST PROVIDENCE | ARDEN CORPORATION | 60 TAYLOR DR | UST-1872 | Commercials | 4 | 1984-10-09 | Permanently Closed | 1000 | Heating Oil No.2
EAST PROVIDENCE | ARRUDA TRUST | 187 SUTTON AVE | UST-17219 | Commercials | 1 | 1984-10-09 | Permanently Closed | 275 | Heating Oil No.2
EAST PROVIDENCE | ARTIFICIAL KIDNEY CENTER OF RHODE ISLAND | 324-328 WATERMAN AVE | UST-235 | Commercials | 1 | 1975-03-01 | Permanently Closed | 5050 | Heating Oil No.2
EAST PROVIDENCE | ASSOCIATED IMPORTS | 55 MASSASOIT AVE | UST-17335 | Commercials | 1 | 1984-10-09 | Permanently Closed | 2000 | Heating Oil No.2
EAST PROVIDENCE | ASSOCIATED IMPORTS | 312 WATERMAN AVE | UST-4458 | Commercials | 1 | 1984-10-09 | Permanently Closed | 3000 | Diesel
EAST PROVIDENCE | ASSOCIATED IMPORTS | 312 WATERMAN AVE | UST-4458 | Commercials | 2 | 1984-10-09 | Permanently Closed | 3000 | Diesel
EAST PROVIDENCE | ASSOCIATED IMPORTS | 312 WATERMAN AVE | UST-4458 | Commercials | 3 | 1984-10-09 | Permanently Closed | 500 | Heating Oil No.2
EAST PROVIDENCE | ASSOCIATED IMPORTS | 312 WATERMAN AVE | UST-4458 | Commercials | 4 | 1984-10-09 | Permanently Closed | 500 | Heating Oil No.2
EAST PROVIDENCE | ATLANTIC RICHFIELD CO.KETTLE PT. TERM. | WALKER AVE | UST-498 | Gasoline Station | 1 | 1975-04-01 | Permanently Closed | 1000 | Heating Oil No.2
EAST PROVIDENCE | ATLANTIC RICHFIELD CO.KETTLE PT. TERM. | WALKER AVE | UST-498 | Gasoline Station | 2 | 1982-04-01 | Permanently Closed | 10000 | Gasoline
EAST PROVIDENCE | ATLANTIC RICHFIELD CO.KETTLE PT. TERM. | WALKER AVE | UST-498 | Gasoline Station | 3 | 1965-04-01 | Permanently Closed | 2000 | Diesel
EAST PROVIDENCE | ATLANTIC RICHFIELD CO.KETTLE PT. TERM. | WALKER AVE | UST-498 | Gasoline Station | 4 | 1965-04-01 | Permanently Closed | 2000 | Diesel
EAST PROVIDENCE | ATLANTIC RICHFIELD CO.KETTLE PT. TERM. | WALKER AVE | UST-498 | Gasoline Station | 5 | 1984-10-09 | Permanently Closed | 550 | Waste Oil
EAST PROVIDENCE | ATLANTIC RICHFIELD CO.KETTLE PT. TERM. | WALKER AVE | UST-498 | Gasoline Station | 6 | 1984-10-09 | Permanently Closed | 300 | Mixture
EAST PROVIDENCE | ATLANTIC RICHFIELD CO.KETTLE PT. TERM. | WALKER AVE | UST-498 | Gasoline Station | 7 | 1984-10-09 | Permanently Closed | 4000 | Heating Oil No.2
EAST PROVIDENCE | ATLANTIC RICHFIELD CO.KETTLE PT. TERM. | WALKER AVE | UST-498 | Gasoline Station | 8 | 1984-10-09 | Permanently Closed | 1500 | Heating Oil No.2
EAST PROVIDENCE | ATLANTIC RICHFIELD CO.KETTLE PT. TERM. | WALKER AVE | UST-498 | Gasoline Station | 9 | 1984-10-09 | Permanently Closed | 275 | Waste Oil
EAST PROVIDENCE | AUTOMOTIVE RECOVERY/DBA ADESA IMPACT | 160 AMARAL ST | UST-1931 | Industrial | 1 | 1984-10-09 | Permanently Closed | 5000 | Diesel
EAST PROVIDENCE | AUTOMOTIVE RECOVERY/DBA ADESA IMPACT | 160 AMARAL ST | UST-1931 | Industrial | 2 | 1986-12-01 | Permanently Closed | 12000 | Diesel | Single Walled
EAST PROVIDENCE | AUTOMOTIVE RECOVERY/DBA ADESA IMPACT | 160 AMARAL ST | UST-1931 | Industrial | 3 | 1984-10-09 | Permanently Closed | 5000 | Diesel
EAST PROVIDENCE | AUTOMOTIVE RECOVERY/DBA ADESA IMPACT | 160 AMARAL ST | UST-1931 | Industrial | 4 | 1984-10-09 | Permanently Closed | 5000 | Diesel
EAST PROVIDENCE | AUTOMOTIVE RECOVERY/DBA ADESA IMPACT | 160 AMARAL ST | UST-1931 | Industrial | 5 | 1984-10-09 | Permanently Closed | 5000 | Diesel
EAST PROVIDENCE | B.A. BALLOU & COMPANY | 800 WATERMAN AVE | UST-16951 | Other | 1 | 1984-10-09 | Permanently Closed | 1000 | Heating Oil No.2
EAST PROVIDENCE | B.A. BALLOU & COMPANY | 800 WATERMAN AVE | UST-16951 | Other | 2 | 1984-10-09 | Permanently Closed | 2500 | Unknown
EAST PROVIDENCE | B.A. BALLOU & COMPANY | 800 WATERMAN AVE | UST-16951 | Other | 3 | 1984-10-09 | Permanently Closed | 3500 | Unknown
EAST PROVIDENCE | B.C.J. REAL ESTATE CORPORATION/JAMES AUTO CO. | 175 TAUNTON AVE | UST-1146 | Commercials | 1 | 1984-10-09 | In Use | 1000 | Heating Oil No.2
EAST PROVIDENCE | B.C.J. REAL ESTATE CORPORATION/JAMES AUTO CO. | 175 TAUNTON AVE | UST-1146 | Commercials | 2 | 1984-10-09 | In Use | 1000 | Heating Oil No.2
EAST PROVIDENCE | BALLOU ELECTRONICS | 65 TRIPPS LN | UST-1335 | Commercials | 1 | 1984-10-09 | Permanently Closed | 500 | Waste Oil
EAST PROVIDENCE | BALLOU ELECTRONICS | 65 TRIPPS LN | UST-1335 | Commercials | 2 | 1984-10-09 | Permanently Closed | 6250 | Diesel
EAST PROVIDENCE | BARBOSA & SONS GARAGE | 317 WARREN AVE | UST-19205 | Commercials | 1 | 1984-10-09 | Permanently Closed | 99 | Gasoline
EAST PROVIDENCE | BARBOSA & SONS GARAGE | 317 WARREN AVE | UST-19205 | Commercials | 2 | 1984-10-09 | Permanently Closed | 99 | Gasoline
EAST PROVIDENCE | BARBOSA & SONS GARAGE | 317 WARREN AVE | UST-19205 | Commercials | 3 | 1984-10-09 | Permanently Closed | 99 | Waste Oil
EAST PROVIDENCE | BARBOSA & SONS GARAGE | 317 WARREN AVE | UST-19205 | Commercials | 4 | 1984-10-09 | Permanently Closed | 99 | Motor Oil
EAST PROVIDENCE | BAY VIEW GARDENS APARTMENTS | 3226 PAWTUCKET AVE | UST-4619 | Multiple Residence | 1 | 1984-10-09 | In Use | 1500 | Heating Oil No.2 | Single Walled
EAST PROVIDENCE | BDPS, LLC | 100 WATER ST | UST-3277 | Commercials | 1 | 1984-10-09 | Permanently Closed | 5000 | Diesel
EAST PROVIDENCE | BDPS, LLC | 100 WATER ST | UST-3277 | Commercials | 2 | 1984-10-09 | Permanently Closed | 3000 | Gasoline
EAST PROVIDENCE | BDPS, LLC | 100 WATER ST | UST-3277 | Commercials | 3 | 1984-10-09 | Permanently Closed | 3000 | Gasoline
EAST PROVIDENCE | BDPS, LLC | 100 WATER ST | UST-3277 | Commercials | 4 | 1984-10-09 | Permanently Closed | 5000 | Heating Oil No.2
EAST PROVIDENCE | BDPS, LLC | 100 WATER ST | UST-3277 | Commercials | 5 | 1984-10-09 | Permanently Closed | 3000 | Waste Oil
EAST PROVIDENCE | BDPS, LLC | 100 WATER ST | UST-3277 | Commercials | 6 | 1984-10-09 | Permanently Closed | 2000 | Diesel
EAST PROVIDENCE | BDPS, LLC | 100 WATER ST | UST-3277 | Commercials | 7 | 1984-10-09 | Permanently Closed | 1000 | Gasoline
EAST PROVIDENCE | BDPS, LLC | 100 WATER ST | UST-3277 | Commercials | 8 | 1991-03-01 | Permanently Closed | 5000 | Gasoline | Double Walled
EAST PROVIDENCE | BDPS, LLC | 100 WATER ST | UST-3277 | Commercials | 9 | 1991-03-01 | Permanently Closed | 3000 | Diesel | Double Walled
EAST PROVIDENCE | BEAUDOIN INSURANCE | 73 TAUNTON AVE | UST-16077 | Commercials | 1 | 1984-10-09 | Permanently Closed | 500 | Heating Oil No.2
EAST PROVIDENCE | BEAUDOIN INSURANCE | 73 TAUNTON AVE | UST-16077 | Commercials | 2 | 1984-10-09 | Permanently Closed | 1000 | Heating Oil No.2
EAST PROVIDENCE | BEDROSIAN TRAILER PARK (FORMERLY) | 956 WARREN AVE | UST-18980 | Commercials | 1 | 1984-10-09 | Permanently Closed | 10000 | Heating Oil No.6
EAST PROVIDENCE | BENTLEY STREET GARAGE & ANNEX | 20 BENTLEY ST | UST-15146 | City/Town Government | 1 | 1984-10-09 | Permanently Closed | 5000 | Gasoline
EAST PROVIDENCE | BENTLEY STREET GARAGE & ANNEX | 20 BENTLEY ST | UST-15146 | City/Town Government | 2 | 1984-10-09 | Permanently Closed | 5000 | Gasoline
EAST PROVIDENCE | BENTLEY STREET GARAGE & ANNEX | 20 BENTLEY ST | UST-15146 | City/Town Government | 3 | 1984-10-09 | Permanently Closed | 2000 | Heating Oil No.2
EAST PROVIDENCE | BENTLEY STREET GARAGE & ANNEX | 20 BENTLEY ST | UST-15146 | City/Town Government | 4 | 1984-10-09 | Permanently Closed | 5000 | Heating Oil No.2
EAST PROVIDENCE | BENTLEY STREET GARAGE & ANNEX | 20 BENTLEY ST | UST-15146 | City/Town Government | 5 | 1984-10-09 | Permanently Closed | 275 | Waste Oil
EAST PROVIDENCE | BENTLEY STREET GARAGE & ANNEX | 20 BENTLEY ST | UST-15146 | City/Town Government | 6 | 1984-10-09 | Permanently Closed | 275 | Waste Oil
EAST PROVIDENCE | BETA REALTY CORP. | 3 DEXTER RD | UST-18865 | Commercials | 1 | 1984-10-09 | Permanently Closed | 10000 | Unknown
EAST PROVIDENCE | BLACKSTONE VALLEY DISTRICT COMMISSION | 102 CAMPBELL AVE | UST-1269 | State Government | 1 | 1950-05-01 | Permanently Closed | 3000 | Heating Oil No.2
EAST PROVIDENCE | BLACKSTONE VALLEY DISTRICT COMMISSION | 102 CAMPBELL AVE | UST-1269 | State Government | 2 | 1988-03-01 | Permanently Closed | 3000 | Heating Oil No.2
EAST PROVIDENCE | BLACKSTONE VALLEY DISTRICT COMMISSION | 102 CAMPBELL AVE | UST-1269 | State Government | 3 | 1950-05-01 | Permanently Closed | 3000 | Heating Oil No.2
EAST PROVIDENCE | BLACKSTONE VALLEY DISTRICT COMMISSION | 102 CAMPBELL AVE | UST-1269 | State Government | 4 | 1988-03-01 | Permanently Closed | 3000 | Heating Oil No.2
EAST PROVIDENCE | BLACKSTONE VALLEY DISTRICT COMMISSION | 102 CAMPBELL AVE | UST-1269 | State Government | 5 | 1950-05-01 | Permanently Closed | 3000 | Heating Oil No.2
EAST PROVIDENCE | BLACKSTONE VALLEY DISTRICT COMMISSION | 102 CAMPBELL AVE | UST-1269 | State Government | 6 | 1988-03-01 | Permanently Closed | 3000 | Heating Oil No.2
EAST PROVIDENCE | BLACKSTONE VALLEY DISTRICT COMMISSION | 102 CAMPBELL AVE | UST-1269 | State Government | 7 | 1950-05-01 | Permanently Closed | 2000 | Gasoline
EAST PROVIDENCE | BLACKSTONE VALLEY DISTRICT COMMISSION | 102 CAMPBELL AVE | UST-1269 | State Government | 8 | 1986-08-01 | Permanently Closed | 2000 | Gasoline
EAST PROVIDENCE | BLACKSTONE VALLEY DISTRICT COMMISSION | 102 CAMPBELL AVE | UST-1269 | State Government | 9 | 1984-05-01 | Permanently Closed | 2000 | Diesel
EAST PROVIDENCE | BLACKSTONE VALLEY DISTRICT COMMISSION | 102 CAMPBELL AVE | UST-1269 | State Government | 10 | 1987-03-01 | Permanently Closed | 2000 | Diesel
EAST PROVIDENCE | BLACKSTONE VALLEY DISTRICT COMMISSION | 102 CAMPBELL AVE | UST-1269 | State Government | 11 | 1984-05-01 | Permanently Closed | 3000 | Heating Oil No.2
EAST PROVIDENCE | BLACKSTONE VALLEY DISTRICT COMMISSION | 102 CAMPBELL AVE | UST-1269 | State Government | 12 | 1984-10-09 | Permanently Closed | 2000 | Heating Oil No.2
EAST PROVIDENCE | BLACKSTONE VALLEY DISTRICT COMMISSION | BIRD AND SON INDUSTRIAL PARK | UST-1270 | State Government | 1 | 1950-05-01 | In Use | 1500 | Heating Oil No.2
EAST PROVIDENCE | BLACKSTONE VALLEY DISTRICT COMMISSION | BIRD AND SON INDUSTRIAL PARK | UST-1270 | State Government | 2 | 1984-10-09 | Permanently Closed | 500 | Heating Oil No.2
EAST PROVIDENCE | BLAKE COMPUTER PROGRAMMING INSTITUTE | 912 BROADWAY | UST-18176 | Commercials | 1 | 1984-10-09 | Permanently Closed | 2000 | Heating Oil No.4
EAST PROVIDENCE | BOWEN COURT ASSOCIATES | 735 WILLET AVE | UST-15569 | Commercials | 1 | 1984-10-09 | Permanently Closed | 1000 | Heating Oil No.2
EAST PROVIDENCE | BRADLEY HOSPITAL | 1011 VETERANS MEMORIAL PKWY | UST-2580 | Other | 1 | 1978-05-01 | Permanently Closed | 3000 | Gasoline
EAST PROVIDENCE | BRADLEY HOSPITAL | 1011 VETERANS MEMORIAL PKWY | UST-2580 | Other | 2 | 1976-06-01 | Permanently Closed | 1000 | Diesel
EAST PROVIDENCE | BRADLEY HOSPITAL | 1011 VETERANS MEMORIAL PKWY | UST-2580 | Other | 3 | 1998-12-28 | In Use | 1000 | Diesel | Double Walled | 2019-05-05
EAST PROVIDENCE | BRADLEY HOSPITAL | 1011 VETERANS MEMORIAL PKWY | UST-2580 | Other | 4 | 1998-12-28 | Permanently Closed | 3000 | Gasoline | Double Walled | 2019-09-27
EAST PROVIDENCE | BRIGHTRIDGE APARTMENTS | 20 RIDGE RD | UST-1459 | Commercials | 1 | 1966-09-01 | Permanently Closed | 1000 | Heating Oil No.2
EAST PROVIDENCE | BRIGHTRIDGE APARTMENTS | 20 RIDGE RD | UST-1459 | Commercials | 2 | 1966-09-01 | Permanently Closed | 1000 | Heating Oil No.2
EAST PROVIDENCE | BRIGHTRIDGE APARTMENTS | 20 RIDGE RD | UST-1459 | Commercials | 3 | 1966-09-01 | Permanently Closed | 1500 | Heating Oil No.2
EAST PROVIDENCE | BRIGHTRIDGE APARTMENTS | 20 RIDGE RD | UST-1459 | Commercials | 4 | 1966-09-01 | Permanently Closed | 1000 | Heating Oil No.2
EAST PROVIDENCE | BROCKTON ADHESIVES (FORMERLY) | 55 PAWTUCKET AVE | UST-15624 | Commercials | 1 | 1984-10-09 | Permanently Closed | 5000 | Heating Oil No.4
EAST PROVIDENCE | BROCKTON ADHESIVES (FORMERLY) | 55 PAWTUCKET AVE | UST-15624 | Commercials | 2 | 1984-10-09 | Permanently Closed | 5000 | Heating Oil No.2
EAST PROVIDENCE | BROCKTON ADHESIVES (FORMERLY) | 55 PAWTUCKET AVE | UST-15624 | Commercials | 3 | 1984-10-09 | Permanently Closed | 6000 | Heating Oil No.2
EAST PROVIDENCE | BROCKTON ADHESIVES (FORMERLY) | 55 PAWTUCKET AVE | UST-15624 | Commercials | 4 | 1984-10-09 | Permanently Closed | 2000 | Heating Oil No.2
EAST PROVIDENCE | BROCKTON ADHESIVES (FORMERLY) | 55 PAWTUCKET AVE | UST-15624 | Commercials | 5 | 1984-10-09 | Permanently Closed | 1000 | Heating Oil No.2
EAST PROVIDENCE | BROCKTON ADHESIVES (FORMERLY) | 55 PAWTUCKET AVE | UST-15624 | Commercials | 6 | 1984-10-09 | Permanently Closed | 2000 | Heating Oil No.2
EAST PROVIDENCE | BROCKTON ADHESIVES (FORMERLY) | 55 PAWTUCKET AVE | UST-15624 | Commercials | 7 | 1984-10-09 | Permanently Closed | 2000 | Heating Oil No.2
EAST PROVIDENCE | BROTHERS GAS | 317 NORTH BROADWAY | UST-2171 | Gasoline Station | 1 | 1984-10-09 | Permanently Closed | 3000 | Gasoline
EAST PROVIDENCE | BROTHERS GAS | 317 NORTH BROADWAY | UST-2171 | Gasoline Station | 2 | 1984-10-09 | Permanently Closed | 3000 | Gasoline
EAST PROVIDENCE | BROTHERS GAS | 317 NORTH BROADWAY | UST-2171 | Gasoline Station | 3 | 1984-10-09 | Permanently Closed | 3000 | Gasoline
EAST PROVIDENCE | BROTHERS GAS | 317 NORTH BROADWAY | UST-2171 | Gasoline Station | 4 | 1984-06-01 | Permanently Closed | 8000 | Gasoline
EAST PROVIDENCE | BROTHERS GAS | 317 NORTH BROADWAY | UST-2171 | Gasoline Station | 5 | 1978-06-01 | Permanently Closed | 550 | Waste Oil
EAST PROVIDENCE | BROTHERS GAS | 317 NORTH BROADWAY | UST-2171 | Gasoline Station | 6 | 1984-10-09 | Permanently Closed | 275 | Heating Oil No.2
EAST PROVIDENCE | BROTHERS GAS | 317 NORTH BROADWAY | UST-2171 | Gasoline Station | 7 | 1984-10-09 | Permanently Closed | 1500 | Gasoline
EAST PROVIDENCE | BROTHERS GAS | 317 NORTH BROADWAY | UST-2171 | Gasoline Station | 8 | 2001-10-15 | In Use | 10000 | Gasoline | Double Walled
EAST PROVIDENCE | BROTHERS GAS | 317 NORTH BROADWAY | UST-2171 | Gasoline Station | 9 | 2001-10-15 | In Use | 3000 | Gasoline | Double Walled
EAST PROVIDENCE | BROTHERS GAS | 317 NORTH BROADWAY | UST-2171 | Gasoline Station | 10 | 2001-10-15 | In Use | 7000 | Gasoline | Double Walled
EAST PROVIDENCE | BROWNS MOVING & STORAGE | 360 WARREN AVE | UST-15209 | Commercials | 1 | 1984-10-09 | Permanently Closed | 1000 | Gasoline
EAST PROVIDENCE | BROWNS MOVING & STORAGE | 360 WARREN AVE | UST-15209 | Commercials | 2 | 1984-10-09 | Permanently Closed | 1000 | Gasoline
EAST PROVIDENCE | BROWNS MOVING & STORAGE | 360 WARREN AVE | UST-15209 | Commercials | 3 | 1984-10-09 | Permanently Closed | 1000 | Gasoline
EAST PROVIDENCE | BUFFINTON BOX CORPORATION | 75 TRIPPS LN | UST-3092 | Commercials | 1 | 1984-10-09 | Permanently Closed | 3000 | Heating Oil No.2
EAST PROVIDENCE | CAPE VERDEAN PROGRESSIVE CLUB | 329 GROSVENOR AVE | UST-3304 | Commercials | 1 | 1973-02-01 | In Use | 550 | Heating Oil No.2
EAST PROVIDENCE | CAPTAIN WILLETT APARTMENTS | 591-595 WILLETT AVE | UST-19268 | Commercials | 1 | 1984-10-09 | Permanently Closed | 3000 | Heating Oil No.2
EAST PROVIDENCE | CARLA CORP. (NA) | 33 SUTTON AVE | UST-19178 | Commercials | 1 | 1984-10-09 | Permanently Closed | 1000 | Heating Oil No.2
EAST PROVIDENCE | CATHERINE R. BOTELHO | 104 FORT ST | UST-16928 | Private Residence | 1 | 1984-10-09 | Permanently Closed | 1500 | Heating Oil No.2
EAST PROVIDENCE | CDS REALTY | 10 RIVER RD | UST-18565 | Commercials | 1 | 1984-10-09 | Permanently Closed | 5000 | Heating Oil No.2
EAST PROVIDENCE | CDS REALTY | 10 RIVER RD | UST-18565 | Commercials | 2 | 1984-10-09 | Permanently Closed | 1000 | Waste Oil
EAST PROVIDENCE | CENTRAL GARAGE | 60 COMMERCIAL WAY | UST-1450 | City/Town Government | 1 | 1976-08-01 | Permanently Closed | 20000 | Gasoline | Single Walled | 1998-12-22
EAST PROVIDENCE | CENTRAL GARAGE | 60 COMMERCIAL WAY | UST-1450 | City/Town Government | 2 | 1976-08-01 | Permanently Closed | 20000 | Diesel
EAST PROVIDENCE | CENTRAL GARAGE | 60 COMMERCIAL WAY | UST-1450 | City/Town Government | 3 | 1976-08-01 | Permanently Closed | 5000 | Waste Oil
EAST PROVIDENCE | CENTRAL GARAGE | 60 COMMERCIAL WAY | UST-1450 | City/Town Government | 4 | 1976-08-01 | In Use | 8000 | Heating Oil No.2 | Single Walled
EAST PROVIDENCE | CENTRAL GARAGE | 60 COMMERCIAL WAY | UST-1450 | City/Town Government | 5 | 1976-08-01 | Permanently Closed | 1000 | Motor Oil
EAST PROVIDENCE | CENTRAL GARAGE | 60 COMMERCIAL WAY | UST-1450 | City/Town Government | 6 | 1976-08-01 | Permanently Closed | 1000 | Motor Oil
EAST PROVIDENCE | CENTRAL GARAGE | 60 COMMERCIAL WAY | UST-1450 | City/Town Government | 7 | 1976-08-01 | Permanently Closed | 5000 | Gasoline
EAST PROVIDENCE | CENTRAL GARAGE | 60 COMMERCIAL WAY | UST-1450 | City/Town Government | 8 | 1976-08-01 | Permanently Closed | 500 | Diesel
EAST PROVIDENCE | CENTRAL GARAGE | 60 COMMERCIAL WAY | UST-1450 | City/Town Government | 9 | 1999-04-24 | Permanently Closed | 6000 | Diesel | Double Walled
EAST PROVIDENCE | CENTRE COURT TENNIS, INC. | 55 HOSPITAL RD | UST-4084 | Commercials | 1 | 1984-10-09 | Permanently Closed | 275 | Heating Oil No.2
EAST PROVIDENCE | CENTRE COURT TENNIS, INC. | 55 HOSPITAL RD | UST-4084 | Commercials | 2 | 1984-10-09 | Permanently Closed | 275 | Heating Oil No.2
EAST PROVIDENCE | CESAR'S AUTO SERVICE | 635 BULLOCKS POINT AVE | UST-674 | Gasoline Station | 1 | 1984-04-01 | Permanently Closed | 6000 | Gasoline
EAST PROVIDENCE | CESAR'S AUTO SERVICE | 635 BULLOCKS POINT AVE | UST-674 | Gasoline Station | 2 | 1984-04-01 | Permanently Closed | 6000 | Gasoline
EAST PROVIDENCE | CESAR'S AUTO SERVICE | 635 BULLOCKS POINT AVE | UST-674 | Gasoline Station | 3 | 1984-04-01 | Permanently Closed | 6000 | Gasoline
EAST PROVIDENCE | CESAR'S AUTO SERVICE | 635 BULLOCKS POINT AVE | UST-674 | Gasoline Station | 4 | 1984-10-09 | Permanently Closed | 500 | Heating Oil No.2
EAST PROVIDENCE | CESAR'S AUTO SERVICE | 635 BULLOCKS POINT AVE | UST-674 | Gasoline Station | 5 | 1984-10-09 | Permanently Closed | 500 | Waste Oil
EAST PROVIDENCE | CESAR'S AUTO SERVICE | 635 BULLOCKS POINT AVE | UST-674 | Gasoline Station | 6 | 1999-09-08 | Permanently Closed | 7000 | Gasoline | Double Walled
EAST PROVIDENCE | CESAR'S AUTO SERVICE | 635 BULLOCKS POINT AVE | UST-674 | Gasoline Station | 7 | 1999-09-08 | Permanently Closed | 5000 | Gasoline | Double Walled
EAST PROVIDENCE | CHAMP REALTY, LLC | 1 NOYES ST | UST-350 | Commercials | 1 | 1959-04-01 | Permanently Closed | 15000 | Heating Oil No.4
EAST PROVIDENCE | CHAMP REALTY, LLC | 1 NOYES ST | UST-350 | Commercials | 2 | 1989-05-01 | In Use | 15000 | Heating Oil No.4
EAST PROVIDENCE | CHAMP REALTY, LLC | 1 NOYES ST | UST-350 | Commercials | 3 | 1969-04-01 | Permanently Closed | 3000 | Waste Oil
EAST PROVIDENCE | CHAMP REALTY, LLC | 1 NOYES ST | UST-350 | Commercials | 4 | 1975-04-01 | Permanently Closed | 15000 | Diesel
EAST PROVIDENCE | CHAMP REALTY, LLC | 1 NOYES ST | UST-350 | Commercials | 5 | 1976-04-01 | Permanently Closed | 3000 | Gasoline
EAST PROVIDENCE | CHAMP REALTY, LLC | 1 NOYES ST | UST-350 | Commercials | 6 | 1980-04-01 | Permanently Closed | 5000 | Gasoline
EAST PROVIDENCE | CHAMP REALTY, LLC | 1 NOYES ST | UST-350 | Commercials | 7 | 1984-10-09 | Permanently Closed | 15000 | Heating Oil No.6
EAST PROVIDENCE | CHAMP REALTY, LLC | 1 NOYES ST | UST-350 | Commercials | 8 | 1981-07-01 | Permanently Closed | 500 | Diesel
EAST PROVIDENCE | CHARTER REALTY | 400 PLEASANT ST | UST-18485 | Commercials | 1 | 1984-10-09 | Permanently Closed | 1000 | Heating Oil No.2
EAST PROVIDENCE | CHEVRON FACILITY (FORMER FUEL TERMINAL) | 431 VETERANS MEMORIAL PKWY | UST-4298 | Commercials | 1 | 1984-10-09 | Permanently Closed | 800 | Mixture
EAST PROVIDENCE | CHEVRON FACILITY (FORMER FUEL TERMINAL) | 431 VETERANS MEMORIAL PKWY | UST-4298 | Commercials | 2 | 1901-01-01 | Permanently Closed | 10000 | Mixture
EAST PROVIDENCE | CHEVRON FACILITY (FORMER FUEL TERMINAL) | 431 VETERANS MEMORIAL PKWY | UST-4298 | Commercials | 3 | 1984-10-09 | Permanently Closed | 10000 | Mixture
EAST PROVIDENCE | CHEVRON FACILITY (FORMER FUEL TERMINAL) | 431 VETERANS MEMORIAL PKWY | UST-4298 | Commercials | 4 | 1984-10-09 | Permanently Closed | 2500 | Unknown
EAST PROVIDENCE | CHURCH OF ST. MICHAEL AND ALL ANGELS | 1336 PAWTUCKET AVE | UST-2951 | Other | 1 | 1984-10-09 | Permanently Closed | 1000 | Heating Oil No.2
EAST PROVIDENCE | CIROS GARAGE & OIL COMPANY | 450 BULLOCKS POINT AVE | UST-3924 | Commercials | 1 | 1984-10-09 | Permanently Closed | 1000 | Gasoline
EAST PROVIDENCE | CIROS GARAGE & OIL COMPANY | 450 BULLOCKS POINT AVE | UST-3924 | Commercials | 2 | 1984-10-09 | Permanently Closed | 1000 | Gasoline
EAST PROVIDENCE | CITIZENS BANK DATA CENTER | 1 CITIZENS DR | UST-2998 | Commercials | 1 | 1981-03-01 | Permanently Closed | 15000 | Heating Oil No.2
EAST PROVIDENCE | CITIZENS BANK DATA CENTER | 1 CITIZENS DR | UST-2998 | Commercials | 2 | 1994-10-13 | In Use | 15000 | Diesel | Double Walled | 2017-11-14
EAST PROVIDENCE | CITIZENS BANK DATA CENTER | 1 CITIZENS DR | UST-2998 | Commercials | 3 | 1981-03-01 | Permanently Closed | 1000 | Diesel
EAST PROVIDENCE | CITIZENS BANK DATA CENTER | 1 CITIZENS DR | UST-2998 | Commercials | 4 | 2005-04-20 | In Use | 15000 | Diesel | Double Walled
EAST PROVIDENCE | CITIZENS BANK DATA CENTER | 1 CITIZENS DR | UST-2998 | Commercials | 5 | 2011-01-15 | In Use | 15000 | Diesel | Double Walled
EAST PROVIDENCE | CITIZENS BANK DATA CENTER | 1 CITIZENS DR | UST-2998 | Commercials | 6 | 2011-01-11 | In Use | 15000 | Diesel | Double Walled
EAST PROVIDENCE | CITY FOUNDRY CO., INC. | 2585 PAWTUCKET AVE | UST-18516 | Commercials | 1 | 1984-10-09 | Permanently Closed | 3000 | Heating Oil No.2
EAST PROVIDENCE | COLBEA ENTERPRISES, LLC | 501 WARREN AVE | UST-797 | Gasoline Station | 1 | 1960-04-01 | Permanently Closed | 3000 | Gasoline
EAST PROVIDENCE | COLBEA ENTERPRISES, LLC | 501 WARREN AVE | UST-797 | Gasoline Station | 2 | 1960-04-01 | Permanently Closed | 4000 | Gasoline
EAST PROVIDENCE | COLBEA ENTERPRISES, LLC | 501 WARREN AVE | UST-797 | Gasoline Station | 3 | 1960-04-01 | Permanently Closed | 5000 | Gasoline
EAST PROVIDENCE | COLBEA ENTERPRISES, LLC | 501 WARREN AVE | UST-797 | Gasoline Station | 4 | 1960-04-01 | Permanently Closed | 5000 | Gasoline
EAST PROVIDENCE | COLBEA ENTERPRISES, LLC | 501 WARREN AVE | UST-797 | Gasoline Station | 5 | 1981-04-01 | Permanently Closed | 10000 | Gasoline
EAST PROVIDENCE | COLBEA ENTERPRISES, LLC | 501 WARREN AVE | UST-797 | Gasoline Station | 6 | 1984-10-09 | Permanently Closed | 1000 | Heating Oil No.2
EAST PROVIDENCE | COLBEA ENTERPRISES, LLC | 501 WARREN AVE | UST-797 | Gasoline Station | 7 | 1984-10-09 | Permanently Closed | 550 | Heating Oil No.2
EAST PROVIDENCE | COLBEA ENTERPRISES, LLC | 501 WARREN AVE | UST-797 | Gasoline Station | 8 | 1984-10-09 | Permanently Closed | 3000 | Gasoline
EAST PROVIDENCE | COLBEA ENTERPRISES, LLC | 501 WARREN AVE | UST-797 | Gasoline Station | 9 | 1984-10-09 | Permanently Closed | 12000 | Gasoline | Double Walled
EAST PROVIDENCE | COLBEA ENTERPRISES, LLC | 501 WARREN AVE | UST-797 | Gasoline Station | 10 | 1984-10-09 | Permanently Closed | 12000 | Gasoline | Double Walled
EAST PROVIDENCE | COLBEA ENTERPRISES, LLC | 501 WARREN AVE | UST-797 | Gasoline Station | 11 | 1984-10-09 | Permanently Closed | 12000 | Gasoline | Double Walled
EAST PROVIDENCE | COLONIAL APPLIANCE SERVICE, INC. | 487 WATERMAN AVE | UST-470 | Commercials | 1 | 1984-10-09 | Permanently Closed | 1000 | Gasoline
EAST PROVIDENCE | COLUMBUS CLUB OF BARRINGTON | 3 VIOLA AVE | UST-4450 | Commercials | 1 | 1984-10-09 | Permanently Closed | 1000 | Heating Oil No.2
EAST PROVIDENCE | COMMERCIAL BLDG | 1 EAST ST | UST-4837 | Commercials | 1 | null | Permanently Closed | 500 | Heating Oil No.2
EAST PROVIDENCE | COMMERCIAL PROPERTY | BULLOCKS POINT AVE | UST-18456 | Commercials | 1 | 1984-10-09 | Permanently Closed | 550 | Gasoline
EAST PROVIDENCE | COMMERCIAL PROPERTY | 296 WAMPONAUG TRL | UST-18541 | Commercials | 1 | 1984-10-09 | Permanently Closed | 2000 | Heating Oil No.2
EAST PROVIDENCE | COMMERCIAL PROPERTY | 940 WARREN AVE | UST-18693 | Commercials | 1 | 1984-10-09 | Permanently Closed | 2000 | Heating Oil No.2
EAST PROVIDENCE | COMMERCIAL PROPERTY | 940 WARREN AVE | UST-18693 | Commercials | 2 | 1984-10-09 | Permanently Closed | 1000 | Heating Oil No.2
EAST PROVIDENCE | COMMERCIAL PROPERTY | 144 FREEBORN AVE | UST-3996 | Commercials | 1 | 1984-10-09 | Permanently Closed | 275 | Heating Oil No.2
EAST PROVIDENCE | COMMERCIAL PROPERTY | 280 FERRIS AVE | UST-4645 | Commercials | 1 | 1984-10-09 | Permanently Closed | 1000 | Heating Oil No.2
EAST PROVIDENCE | COMMUNITY CENTER | 100 BULLOCKS POINT AVE | UST-1444 | City/Town Government | 1 | 1984-10-09 | In Use | 5000 | Heating Oil No.2
EAST PROVIDENCE | CONDITIONED AIRE CORP. | 26 SUTTON AVE | UST-16540 | Commercials | 1 | 1984-10-09 | Permanently Closed | 500 | Heating Oil No.2
EAST PROVIDENCE | CONSOLIDATED CONCRETE | 835 TAUNTON AVE | UST-3136 | Commercials | 1 | 1980-09-01 | Permanently Closed | 5000 | Diesel
EAST PROVIDENCE | CONSOLIDATED CONCRETE | 835 TAUNTON AVE | UST-3136 | Commercials | 2 | 1980-09-01 | Permanently Closed | 5000 | Diesel
EAST PROVIDENCE | CONSUMERS WHOLESALE OUTLET INC. | 50 HIGHLAND AVE | UST-702 | Commercials | 1 | 1984-10-09 | Permanently Closed | 10000 | Gasoline
EAST PROVIDENCE | CONSUMERS WHOLESALE OUTLET INC. | 50 HIGHLAND AVE | UST-702 | Commercials | 2 | 1984-10-09 | Permanently Closed | 10000 | Gasoline
EAST PROVIDENCE | CONSUMERS WHOLESALE OUTLET INC. | 50 HIGHLAND AVE | UST-702 | Commercials | 3 | 1974-04-01 | Permanently Closed | 4000 | Gasoline
EAST PROVIDENCE | CONSUMERS WHOLESALE OUTLET INC. | 50 HIGHLAND AVE | UST-702 | Commercials | 4 | 1981-04-01 | Permanently Closed | 6000 | Diesel
EAST PROVIDENCE | CONSUMERS WHOLESALE OUTLET INC. | 50 HIGHLAND AVE | UST-702 | Commercials | 5 | 1984-10-09 | Permanently Closed | 3000 | Diesel
EAST PROVIDENCE | CONSUMERS WHOLESALE OUTLET INC. | 50 HIGHLAND AVE | UST-702 | Commercials | 6 | 1984-10-09 | Permanently Closed | 3000 | Diesel
EAST PROVIDENCE | CONSUMERS WHOLESALE OUTLET INC. | 50 HIGHLAND AVE | UST-702 | Commercials | 7 | 1984-10-09 | Permanently Closed | 550 | Heating Oil No.2
EAST PROVIDENCE | CONTRACT FUSION, INC. | 99 MASSASOIT AVE | UST-2341 | Commercials | 1 | 1979-07-01 | Permanently Closed | 2000 | Heating Oil No.2
EAST PROVIDENCE | CONTRACT FUSION, INC. | 99 MASSASOIT AVE | UST-2341 | Commercials | 2 | 1984-10-09 | Permanently Closed | 1000 | Hazardous Substance
EAST PROVIDENCE | CONTRACT FUSION, INC. | 99 MASSASOIT AVE | UST-2341 | Commercials | 3 | 1984-10-09 | Permanently Closed | 2000 | Hazardous Substance
EAST PROVIDENCE | CONTRACT FUSION, INC. | 99 MASSASOIT AVE | UST-2341 | Commercials | 4 | 1984-10-09 | Permanently Closed | 2000 | Hazardous Substance
EAST PROVIDENCE | CONTRACT FUSION, INC. | 99 MASSASOIT AVE | UST-2341 | Commercials | 5 | 1984-10-09 | Permanently Closed | 275 | Hazardous Substance
EAST PROVIDENCE | CONTRACTOR'S SUPPLY, INC. | 3340 PAWTUCKET AVE | UST-2256 | Commercials | 1 | 1987-04-01 | Permanently Closed | 10000 | Diesel | Single Walled | 2005-08-09
EAST PROVIDENCE | CONTRACTOR'S SUPPLY, INC. | 3340 PAWTUCKET AVE | UST-2256 | Commercials | 2 | 1984-10-09 | Permanently Closed | 4000 | Gasoline
EAST PROVIDENCE | CORDEIRO AUTO SALES | 815 TAUNTON AVE | UST-15655 | Commercials | 1 | 1984-10-09 | Permanently Closed | 6000 | Gasoline
EAST PROVIDENCE | CORDEIRO AUTO SALES | 815 TAUNTON AVE | UST-15655 | Commercials | 2 | 1984-10-09 | Permanently Closed | 6000 | Gasoline
EAST PROVIDENCE | CORDEIRO AUTO SALES | 815 TAUNTON AVE | UST-15655 | Commercials | 3 | 1984-10-09 | Permanently Closed | 6000 | Gasoline
EAST PROVIDENCE | CORDEIRO AUTO SALES | 815 TAUNTON AVE | UST-15655 | Commercials | 4 | 1984-10-09 | Permanently Closed | 500 | Waste Oil
EAST PROVIDENCE | CORDEIRO AUTO SALES | 815 TAUNTON AVE | UST-15655 | Commercials | 5 | 1984-10-09 | Permanently Closed | 1000 | Heating Oil No.2
EAST PROVIDENCE | CRELLIN HANDLING EQUIPMENT | 12 COMMERICAL WAY | UST-15236 | Commercials | 1 | 1966-08-01 | Permanently Closed | 1000 | Gasoline
EAST PROVIDENCE | CRESCENT PARK MANOR | 243 CRESCENT VIEW AVE | UST-18203 | Commercials | 1 | 1981-04-01 | Permanently Closed | 1000 | Diesel
EAST PROVIDENCE | CRESCENT PARK MANOR | 243 CRESCENT VIEW AVE | UST-18203 | Commercials | 2 | 1981-04-01 | Permanently Closed | 1000 | Diesel
EAST PROVIDENCE | CRESCENT PARK MANOR | 243 CRESCENT VIEW AVE | UST-18203 | Commercials | 3 | 1999-10-01 | Permanently Closed | 500 | Diesel | Double Walled
EAST PROVIDENCE | CRESCENT PARK MANOR | 243 CRESCENT VIEW AVE | UST-18203 | Commercials | 4 | 1999-10-01 | Permanently Closed | 500 | Diesel | Double Walled
EAST PROVIDENCE | CRESENT PARK OFFICE BLDG. | BULLOCKS POINT AVE | UST-15830 | City/Town Government | 1 | 1984-10-09 | Permanently Closed | 500 | Heating Oil No.2
EAST PROVIDENCE | CRIS REALTY (MALABAR GROVE) | 28 SUTTON AVE | UST-18811 | Commercials | 1 | 1984-10-09 | Permanently Closed | 500 | Unknown
EAST PROVIDENCE | CUMBERLAND FARMS #3890 | 125 NEWPORT AVE | UST-4963 | Gasoline Station | 1 | 2022-04-29 | In Use | 12000 | Gasoline | Double Walled | 2022-06-10
EAST PROVIDENCE | CUMBERLAND FARMS #3890 | 125 NEWPORT AVE | UST-4963 | Gasoline Station | 2 | 2022-04-29 | In Use | 8000 | Gasoline | Double Walled | 2022-06-10
EAST PROVIDENCE | CUMBERLAND FARMS #3890 | 125 NEWPORT AVE | UST-4963 | Gasoline Station | 3 | 2022-04-29 | In Use | 12000 | Gasoline | Double Walled | 2022-06-10
EAST PROVIDENCE | CUMBERLAND FARMS #3890 | 125 NEWPORT AVE | UST-4963 | Gasoline Station | 4 | 2022-04-29 | In Use | 8000 | Diesel | Double Walled | 2022-06-10
EAST PROVIDENCE | CUMBERLAND FARMS (GULF OIL PRODUCTS) | 355 LYON AVE | UST-1733 | Gasoline Station | 1 | 1965-05-01 | Permanently Closed | 3000 | Diesel
EAST PROVIDENCE | CUMBERLAND FARMS (GULF OIL PRODUCTS) | 355 LYON AVE | UST-1733 | Gasoline Station | 2 | 1965-05-01 | Permanently Closed | 2000 | Heating Oil No.2
EAST PROVIDENCE | CUMBERLAND FARMS (GULF OIL PRODUCTS) | 355 LYON AVE | UST-1733 | Gasoline Station | 3 | 1965-05-01 | Permanently Closed | 2000 | Heating Oil No.2
EAST PROVIDENCE | CUMBERLAND FARMS (GULF OIL PRODUCTS) | 355 LYON AVE | UST-1733 | Gasoline Station | 4 | 1984-10-09 | Permanently Closed | 3000 | Diesel
EAST PROVIDENCE | CUMBERLAND FARMS, INC. #3822 | 2812 PAWTUCKET AVE | UST-753 | Gasoline Station | 1 | 1975-04-01 | Permanently Closed | 4000 | Gasoline
EAST PROVIDENCE | CUMBERLAND FARMS, INC. #3822 | 2812 PAWTUCKET AVE | UST-753 | Gasoline Station | 2 | 1975-04-01 | Permanently Closed | 4000 | Gasoline
EAST PROVIDENCE | CUMBERLAND FARMS, INC. #3822 | 2812 PAWTUCKET AVE | UST-753 | Gasoline Station | 3 | 1975-04-01 | Permanently Closed | 4000 | Gasoline
EAST PROVIDENCE | CUMBERLAND FARMS, INC. #3822 | 2812 PAWTUCKET AVE | UST-753 | Gasoline Station | 4 | 1975-04-01 | Permanently Closed | 4000 | Gasoline
EAST PROVIDENCE | CUMBERLAND FARMS, INC. #3822 | 2812 PAWTUCKET AVE | UST-753 | Gasoline Station | 5 | 1975-04-01 | Permanently Closed | 560 | Waste Oil
EAST PROVIDENCE | CUMBERLAND FARMS, INC. #3822 | 2812 PAWTUCKET AVE | UST-753 | Gasoline Station | 6 | 1975-04-01 | Permanently Closed | 560 | Heating Oil No.2
EAST PROVIDENCE | CUMBERLAND FARMS, INC. #3822 | 2812 PAWTUCKET AVE | UST-753 | Gasoline Station | 7 | 1986-05-01 | Permanently Closed | 8000 | Gasoline | Single Walled | 1999-02-16
EAST PROVIDENCE | CUMBERLAND FARMS, INC. #3822 | 2812 PAWTUCKET AVE | UST-753 | Gasoline Station | 8 | 1986-05-01 | Permanently Closed | 8000 | Gasoline | Single Walled | 1999-02-16
EAST PROVIDENCE | CUMBERLAND FARMS, INC. #3822 | 2812 PAWTUCKET AVE | UST-753 | Gasoline Station | 9 | 1986-05-01 | Permanently Closed | 8000 | Gasoline | Single Walled | 1999-02-16
EAST PROVIDENCE | CUMBERLAND FARMS, INC. #3822 | 2812 PAWTUCKET AVE | UST-753 | Gasoline Station | 10 | 2017-09-22 | In Use | 12000 | Gasoline | Double Walled | 2017-10-12
EAST PROVIDENCE | CUMBERLAND FARMS, INC. #3822 | 2812 PAWTUCKET AVE | UST-753 | Gasoline Station | 11 | 2017-09-22 | In Use | 8000 | Diesel | Double Walled | 2017-10-12
EAST PROVIDENCE | CUMBERLAND FARMS, INC. #3822 | 2812 PAWTUCKET AVE | UST-753 | Gasoline Station | 12 | 2017-09-22 | In Use | 12000 | Gasoline | Double Walled | 2017-10-12
EAST PROVIDENCE | CUMBERLAND FARMS, INC. #3822 | 2812 PAWTUCKET AVE | UST-753 | Gasoline Station | 13 | 2017-09-22 | In Use | 8000 | Gasoline | Double Walled | 2017-10-12
EAST PROVIDENCE | CUMBERLAND FARMS, INC. #3864 | 215 WILLETT AVE | UST-996 | Gasoline Station | 1 | 1977-04-01 | Permanently Closed | 6000 | Gasoline
EAST PROVIDENCE | CUMBERLAND FARMS, INC. #3864 | 215 WILLETT AVE | UST-996 | Gasoline Station | 2 | 1986-08-01 | Permanently Closed | 8000 | Gasoline | Single Walled
EAST PROVIDENCE | CUMBERLAND FARMS, INC. #3864 | 215 WILLETT AVE | UST-996 | Gasoline Station | 3 | 1960-04-01 | Permanently Closed | 2000 | Gasoline
EAST PROVIDENCE | CUMBERLAND FARMS, INC. #3864 | 215 WILLETT AVE | UST-996 | Gasoline Station | 4 | 1986-08-01 | Permanently Closed | 8000 | Gasoline | Single Walled
EAST PROVIDENCE | CUMBERLAND FARMS, INC. #3864 | 215 WILLETT AVE | UST-996 | Gasoline Station | 5 | 1960-04-01 | Permanently Closed | 3000 | Gasoline
EAST PROVIDENCE | CUMBERLAND FARMS, INC. #3864 | 215 WILLETT AVE | UST-996 | Gasoline Station | 6 | 1986-08-01 | Permanently Closed | 8000 | Gasoline | Single Walled
EAST PROVIDENCE | CUMBERLAND FARMS, INC. #3864 | 215 WILLETT AVE | UST-996 | Gasoline Station | 7 | 1960-04-01 | Permanently Closed | 3000 | Gasoline
EAST PROVIDENCE | CUMBERLAND FARMS, INC. #3864 | 215 WILLETT AVE | UST-996 | Gasoline Station | 8 | 1984-10-09 | Permanently Closed | 500 | Waste Oil
EAST PROVIDENCE | DARBCO, INC. | 740 NORTH BROADWAY | UST-1594 | Commercials | 1 | 1983-06-01 | Permanently Closed | 3000 | Gasoline
EAST PROVIDENCE | DARBCO, INC. | 740 NORTH BROADWAY | UST-1594 | Commercials | 2 | 1980-09-01 | Permanently Closed | 4000 | Diesel
EAST PROVIDENCE | DARBCO, INC. | 740 NORTH BROADWAY | UST-1594 | Commercials | 3 | 1976-10-01 | Permanently Closed | 2000 | Diesel
EAST PROVIDENCE | DAROCHA AUTO REPAIR INC. | 100 WATERMAN AVE | UST-991 | Commercials | 1 | 1967-04-01 | Permanently Closed | 550 | Waste Oil
EAST PROVIDENCE | DEXTER SERVICE CENTER | 80 WATERMAN AVE | UST-888 | Gasoline Station | 1 | 1975-04-01 | Permanently Closed | 3000 | Diesel
EAST PROVIDENCE | DEXTER SERVICE CENTER | 80 WATERMAN AVE | UST-888 | Gasoline Station | 2 | 1975-04-01 | Permanently Closed | 3000 | Gasoline
EAST PROVIDENCE | DEXTER SERVICE CENTER | 80 WATERMAN AVE | UST-888 | Gasoline Station | 3 | 1975-04-01 | Permanently Closed | 3000 | Gasoline
EAST PROVIDENCE | DEXTER SERVICE CENTER | 80 WATERMAN AVE | UST-888 | Gasoline Station | 4 | 1982-04-01 | Permanently Closed | 6000 | Gasoline
EAST PROVIDENCE | DEXTER SERVICE CENTER | 80 WATERMAN AVE | UST-888 | Gasoline Station | 5 | 1965-04-01 | Permanently Closed | 500 | Waste Oil
EAST PROVIDENCE | DEXTER SERVICE CENTER | 80 WATERMAN AVE | UST-888 | Gasoline Station | 6 | 1965-04-01 | Permanently Closed | 500 | Heating Oil No.2
EAST PROVIDENCE | DFH MANAGEMENT CORP. | 50 JORDAN ST | UST-2573 | Commercials | 1 | 1984-07-01 | Permanently Closed | 2000 | Diesel
EAST PROVIDENCE | DFH MANAGEMENT CORP. | 50 JORDAN ST | UST-2573 | Commercials | 2 | 2000-04-18 | Permanently Closed | 2500 | Diesel | Double Walled
EAST PROVIDENCE | DIESEL DIRECT | 73 COMMERCIAL WAY | UST-3213 | Commercials | 1 | 1990-08-01 | Permanently Closed | 4000 | Gasoline | Double Walled
EAST PROVIDENCE | DIESEL DIRECT | 73 COMMERCIAL WAY | UST-3213 | Commercials | 2 | 1990-08-01 | Permanently Closed | 4000 | Diesel | Double Walled
EAST PROVIDENCE | DIOCESE PROPERTY | 110 RUSSELL AVE | UST-18459 | Other | 1 | 1984-10-09 | Permanently Closed | 1000 | Heating Oil No.2
EAST PROVIDENCE | DRISCOLL RESIDENCE | 49 KELLEY AVE | UST-4320 | Private Residence | 1 | 1984-10-09 | Permanently Closed | 2000 | Heating Oil No.2
EAST PROVIDENCE | DYKEMAN ELECTRIC COMPANY | 33 VETERAN''S MEMORIAL PKWY | UST-15709 | Commercials | 1 | 1959-05-01 | Permanently Closed | 2000 | Gasoline
EAST PROVIDENCE | EAST BAY AUTO BODY | 5 EASTERN AVE | UST-18790 | Commercials | 1 | 1984-10-09 | Permanently Closed | 3000 | Unknown
EAST PROVIDENCE | EAST BAY AUTO BODY | 5 EASTERN AVE | UST-18790 | Commercials | 2 | 1984-10-09 | Permanently Closed | 500 | Waste Oil
EAST PROVIDENCE | EAST FORD, INC. | 777 TAUNTON AVE | UST-3612 | Commercials | 1 | 1984-10-09 | Permanently Closed | 5000 | Heating Oil No.2
EAST PROVIDENCE | EAST FORD, INC. | 777 TAUNTON AVE | UST-3612 | Commercials | 2 | 1984-10-09 | Permanently Closed | 500 | Waste Oil
EAST PROVIDENCE | EAST PROVIDENCE ASPHALT & CONCRETE | 835 TAUNTON AVE | UST-662 | Commercials | 1 | 1973-04-01 | Permanently Closed | 4000 | Gasoline
EAST PROVIDENCE | EAST PROVIDENCE ASPHALT & CONCRETE | 835 TAUNTON AVE | UST-662 | Commercials | 2 | 1973-04-01 | Permanently Closed | 3000 | Diesel
EAST PROVIDENCE | EAST PROVIDENCE ASPHALT & CONCRETE | 835 TAUNTON AVE | UST-662 | Commercials | 3 | 1973-04-01 | Permanently Closed | 3000 | Diesel
EAST PROVIDENCE | EAST PROVIDENCE AUTO BODY | 482 WATERMAN AVE | UST-15006 | Gasoline Station | 1 | 1984-10-09 | Permanently Closed | 2000 | Unknown
EAST PROVIDENCE | EAST PROVIDENCE AUTO BODY | 482 WATERMAN AVE | UST-15006 | Gasoline Station | 2 | 1984-10-09 | Permanently Closed | 2000 | Unknown
EAST PROVIDENCE | EAST PROVIDENCE AUTO ELECTRIC SERVICE | 111 WARREN AVE | UST-1912 | Commercials | 1 | 1971-05-01 | Permanently Closed | 2000 | Gasoline
EAST PROVIDENCE | EAST PROVIDENCE AUTO ELECTRIC SERVICE | 111 WARREN AVE | UST-1912 | Commercials | 2 | 1971-05-01 | Permanently Closed | 2000 | Gasoline
EAST PROVIDENCE | EAST PROVIDENCE AUTO ELECTRIC SERVICE | 111 WARREN AVE | UST-1912 | Commercials | 3 | 1971-05-01 | Permanently Closed | 1000 | Waste Oil
EAST PROVIDENCE | EAST PROVIDENCE CITY HALL | 145 TAUNTON AVE | UST-1443 | City/Town Government | 1 | 1979-08-01 | Permanently Closed | 20000 | Heating Oil No.2
EAST PROVIDENCE | EAST PROVIDENCE FIRE DEPT. STATION #2 | 329 BULLOCKS POINT AVE | UST-1433 | City/Town Government | 1 | 1975-08-01 | Permanently Closed | 2000 | Gasoline
EAST PROVIDENCE | EAST PROVIDENCE FIRE DEPT. STATION #2 | 329 BULLOCKS POINT AVE | UST-1433 | City/Town Government | 2 | 1975-08-01 | Permanently Closed | 2000 | Diesel
EAST PROVIDENCE | EAST PROVIDENCE FIRE DEPT. STATION #2 | 329 BULLOCKS POINT AVE | UST-1433 | City/Town Government | 3 | 1999-03-12 | Permanently Closed | 1000 | Diesel | Double Walled
EAST PROVIDENCE | EAST PROVIDENCE FIRE DEPT. STATION #3 | 27 NEWMAN AVE | UST-1434 | City/Town Government | 1 | 1950-08-01 | Permanently Closed | 1000 | Gasoline
EAST PROVIDENCE | EAST PROVIDENCE FIRE DEPT. STATION #3 | 27 NEWMAN AVE | UST-1434 | City/Town Government | 2 | 1988-04-01 | Permanently Closed | 2000 | Diesel | Single Walled
EAST PROVIDENCE | EAST PROVIDENCE FIRE DEPT. STATION #3 | 27 NEWMAN AVE | UST-1434 | City/Town Government | 3 | 1950-08-01 | Permanently Closed | 1000 | Diesel
EAST PROVIDENCE | EAST PROVIDENCE FIRE DEPT. STATION #3 | 27 NEWMAN AVE | UST-1434 | City/Town Government | 4 | 1950-08-01 | Permanently Closed | 2000 | Heating Oil No.2
EAST PROVIDENCE | EAST PROVIDENCE FIRE DEPT. STATION #3 | 27 NEWMAN AVE | UST-1434 | City/Town Government | 5 | 1984-10-09 | Permanently Closed | 55 | Unknown
EAST PROVIDENCE | EAST PROVIDENCE FIRE DEPT. STATION #4 | 66 WAMPANOAG TRL | UST-1435 | City/Town Government | 1 | 1954-08-01 | Permanently Closed | 1000 | Diesel
EAST PROVIDENCE | EAST PROVIDENCE FIRE DEPT. STATION #4 | 66 WAMPANOAG TRL | UST-1435 | City/Town Government | 2 | 1975-08-01 | Permanently Closed | 50 | Gasoline
EAST PROVIDENCE | EAST PROVIDENCE FIRE DEPT. STATION #4 | 66 WAMPANOAG TRL | UST-1435 | City/Town Government | 3 | 1954-08-01 | Permanently Closed | 2000 | Heating Oil No.2
EAST PROVIDENCE | EAST PROVIDENCE FIRE DEPT. STATION #4 | 66 WAMPANOAG TRL | UST-1435 | City/Town Government | 4 | 1999-09-02 | Permanently Closed | 1000 | Diesel | Double Walled
EAST PROVIDENCE | EAST PROVIDENCE FIRE STATION #1 | 913 BROADWAY | UST-1432 | City/Town Government | 1 | 1983-08-01 | Permanently Closed | 2000 | Gasoline | Single Walled
EAST PROVIDENCE | EAST PROVIDENCE FIRE STATION #1 | 913 BROADWAY | UST-1432 | City/Town Government | 2 | 1983-08-01 | Permanently Closed | 2000 | Diesel | Single Walled
EAST PROVIDENCE | EAST PROVIDENCE FIRE STATION #1 | 913 BROADWAY | UST-1432 | City/Town Government | 3 | 1951-08-01 | Permanently Closed | 2000 | Heating Oil No.2
EAST PROVIDENCE | EAST PROVIDENCE FIRE STATION #1 | 913 BROADWAY | UST-1432 | City/Town Government | 4 | 1984-10-09 | Permanently Closed | 50 | Gasoline
EAST PROVIDENCE | EAST PROVIDENCE FIRE STATION #3 | 30 NORTH BROADWAY | UST-18977 | City/Town Government | 1 | 2002-06-04 | Permanently Closed | 2000 | Diesel | Double Walled
EAST PROVIDENCE | EAST PROVIDENCE FUEL OIL CO. | 1015 SOUTH BROADWAY | UST-2121 | Commercials | 1 | 1980-04-01 | Permanently Closed | 5000 | Gasoline
EAST PROVIDENCE | EAST PROVIDENCE GARAGE (D.O.T.) | 31 SACHEM RD | UST-1292 | State Government | 1 | 1974-05-01 | Permanently Closed | 3000 | Gasoline
EAST PROVIDENCE | EAST PROVIDENCE GARAGE (D.O.T.) | 31 SACHEM RD | UST-1292 | State Government | 2 | 1977-05-01 | Permanently Closed | 4000 | Gasoline
EAST PROVIDENCE | EAST PROVIDENCE GARAGE (D.O.T.) | 31 SACHEM RD | UST-1292 | State Government | 3 | 1980-05-01 | Permanently Closed | 5000 | Diesel
EAST PROVIDENCE | EAST PROVIDENCE GARAGE (D.O.T.) | 31 SACHEM RD | UST-1292 | State Government | 4 | 1941-05-01 | Permanently Closed | 2000 | Diesel
EAST PROVIDENCE | EAST PROVIDENCE GARAGE (D.O.T.) | 31 SACHEM RD | UST-1292 | State Government | 5 | 1961-05-01 | Permanently Closed | 275 | Gasoline
EAST PROVIDENCE | EAST PROVIDENCE GARAGE (D.O.T.) | 31 SACHEM RD | UST-1292 | State Government | 6 | 1941-05-01 | Permanently Closed | 500 | Kerosene
EAST PROVIDENCE | EAST PROVIDENCE GARAGE (D.O.T.) | 31 SACHEM RD | UST-1292 | State Government | 7 | 1984-10-09 | Permanently Closed | 2000 | Heating Oil No.2
EAST PROVIDENCE | EAST PROVIDENCE GARAGE (D.O.T.) | 31 SACHEM RD | UST-1292 | State Government | 8 | 2000-01-05 | Permanently Closed | 12000 | Diesel | Double Walled
EAST PROVIDENCE | EAST PROVIDENCE GARAGE (D.O.T.) | 31 SACHEM RD | UST-1292 | State Government | 9 | 2000-01-05 | Permanently Closed | 6000 | Gasoline | Double Walled
EAST PROVIDENCE | EAST PROVIDENCE HIGH SCHOOL | 2000 PAWTUCKET AVE | UST-1682 | Education - Town | 1 | 1981-04-01 | Permanently Closed | 10000 | Diesel | Single Walled
EAST PROVIDENCE | EAST PROVIDENCE HIGH SCHOOL | 2000 PAWTUCKET AVE | UST-1682 | Education - Town | 2 | 1984-10-09 | Permanently Closed | 24000 | Heating Oil No.2
EAST PROVIDENCE | EAST PROVIDENCE HIGH SCHOOL | 2000 PAWTUCKET AVE | UST-1682 | Education - Town | 3 | 1953-01-01 | Permanently Closed | 27000 | Heating Oil No.4
EAST PROVIDENCE | EAST PROVIDENCE HIGH SCHOOL | 2000 PAWTUCKET AVE | UST-1682 | Education - Town | 4 | 2007-05-23 | Permanently Closed | 25000 | Heating Oil No.4 | Double Walled
EAST PROVIDENCE | EAST PROVIDENCE HOUSING AUTHORITY | 99 GOLDSMITH AVE | UST-2248 | City/Town Government | 1 | 1984-10-09 | In Use | 10000 | Heating Oil No.2
EAST PROVIDENCE | EAST PROVIDENCE POLICE STATION | 750 WATERMAN AVE | UST-1436 | City/Town Government | 1 | 1984-08-01 | Permanently Closed | 10000 | Gasoline
EAST PROVIDENCE | EAST PROVIDENCE POLICE STATION | 750 WATERMAN AVE | UST-1436 | City/Town Government | 2 | 1990-03-01 | Permanently Closed | 10000 | Gasoline | Single Walled
EAST PROVIDENCE | EAST PROVIDENCE POLICE STATION | 750 WATERMAN AVE | UST-1436 | City/Town Government | 3 | 1984-08-01 | Permanently Closed | 500 | Diesel
EAST PROVIDENCE | EAST PROVIDENCE SCHOOL DEPT. GARAGE | 954 WARREN AVE | UST-1681 | City/Town Government | 1 | 1981-04-01 | Permanently Closed | 3000 | Gasoline
EAST PROVIDENCE | EAST PROVIDENCE SUBSTATION | SECOND ST | UST-173 | Commercials | 1 | 1957-03-01 | Permanently Closed | 500 | Heating Oil No.2
EAST PROVIDENCE | EAST PROVIDENCE WATER POLLUTION CONTROL FACILITY | 1 CREST AVE | UST-1445 | City/Town Government | 1 | 1965-08-29 | Permanently Closed | 30000 | Heating Oil No.2
EAST PROVIDENCE | EAST PROVIDENCE WATER POLLUTION CONTROL FACILITY | 1 CREST AVE | UST-1445 | City/Town Government | 2 | 1984-10-09 | Permanently Closed | 2000 | Diesel
EAST PROVIDENCE | EAST PROVIDENCE WATER POLLUTION CONTROL FACILITY | 1 CREST AVE | UST-1445 | City/Town Government | 3 | 1984-10-09 | Permanently Closed | 2000 | Diesel
EAST PROVIDENCE | EAST PROVIDENCE WATER POLLUTION CONTROL FACILITY | 1 CREST AVE | UST-1445 | City/Town Government | 4 | 1995-05-02 | Permanently Closed | 6000 | Diesel | Double Walled | 1995-05-02
EAST PROVIDENCE | EAST PROVIDENCE WWTF - MERRITT PUMP STATION | 88 MERRITT RD | UST-1439 | City/Town Government | 1 | 1970-08-01 | Permanently Closed | 750 | Diesel
EAST PROVIDENCE | EAST PROVIDENCE WWTF - SILVER ST PUMP STATION | 140 SILVER ST | UST-1438 | City/Town Government | 1 | 1976-08-01 | Permanently Closed | 2000 | Diesel
EAST PROVIDENCE | EAST PROVIDENCE WWTF - SILVER ST PUMP STATION | 140 SILVER ST | UST-1438 | City/Town Government | 2 | 1994-09-19 | In Use | 2000 | Diesel | Double Walled | 2015-08-28
EAST PROVIDENCE | EAST PROVIDENCE WWTF - VET MEM PUMP STATION | 525 VETERANS MEMORIAL PKWY | UST-1440 | City/Town Government | 1 | 1980-08-01 | Permanently Closed | 2000 | Diesel | Single Walled
EAST PROVIDENCE | EAST SHORE APARTMENTS | 250 BOYD AVE | UST-2301 | Commercials | 1 | 1972-05-01 | Permanently Closed | 6000 | Heating Oil No.2
EAST PROVIDENCE | EAST SHORE APARTMENTS | 250 BOYD AVE | UST-2301 | Commercials | 2 | 1972-05-01 | Permanently Closed | 3000 | Heating Oil No.2
EAST PROVIDENCE | EAST SHORE APARTMENTS | 250 BOYD AVE | UST-2301 | Commercials | 3 | 1972-05-01 | Permanently Closed | 3000 | Heating Oil No.2
EAST PROVIDENCE | EAST SHORE APARTMENTS | 250 BOYD AVE | UST-2301 | Commercials | 4 | 1972-05-01 | Permanently Closed | 275 | Kerosene
EAST PROVIDENCE | EAST SHORE APARTMENTS | 250 BOYD AVE | UST-2301 | Commercials | 5 | 2000-11-09 | Permanently Closed | 3000 | Heating Oil No.2 | Double Walled
EAST PROVIDENCE | EAST SHORE APARTMENTS | 250 BOYD AVE | UST-2301 | Commercials | 6 | 2000-11-09 | Permanently Closed | 3000 | Heating Oil No.2 | Double Walled
EAST PROVIDENCE | EAST SHORE APARTMENTS | 250 BOYD AVE | UST-2301 | Commercials | 7 | 2000-11-09 | Permanently Closed | 3000 | Heating Oil No.2 | Double Walled
EAST PROVIDENCE | EAST SHORE APARTMENTS | 250 BOYD AVE | UST-2301 | Commercials | 8 | 1984-10-09 | Permanently Closed | 500 | Heating Oil No.2
EAST PROVIDENCE | EASTGATE APARTMENTS | 1355 WAMPANOAG TRL | UST-2300 | Commercials | 1 | 1969-05-01 | Permanently Closed | 10000 | Heating Oil No.2
EAST PROVIDENCE | EASTGATE APARTMENTS | 1355 WAMPANOAG TRL | UST-2300 | Commercials | 2 | 1969-05-01 | Permanently Closed | 10000 | Heating Oil No.2
EAST PROVIDENCE | EASTGATE APARTMENTS | 1355 WAMPANOAG TRL | UST-2300 | Commercials | 3 | 2000-10-20 | Permanently Closed | 10000 | Heating Oil No.2 | Double Walled
EAST PROVIDENCE | EASTGATE NURSING & RECOVERY CENTER | 198 WATERMAN AVE | UST-2561 | Other | 1 | 1972-04-01 | Permanently Closed | 1000 | Heating Oil No.2 | Single Walled
EAST PROVIDENCE | ED'S GARAGE | 149 FORBES ST | UST-19138 | Commercials | 1 | 1984-10-09 | Permanently Closed | 1000 | Gasoline
EAST PROVIDENCE | ED'S GARAGE | 149 FORBES ST | UST-19138 | Commercials | 2 | 1984-10-09 | Permanently Closed | 1000 | Gasoline
EAST PROVIDENCE | ELMWOOD DODGE INC. | 625 TAUNTON AVE | UST-1241 | Commercials | 1 | 1973-05-01 | Permanently Closed | 2000 | Motor Oil
EAST PROVIDENCE | ELMWOOD DODGE INC. | 625 TAUNTON AVE | UST-1241 | Commercials | 2 | 1973-05-01 | Permanently Closed | 560 | Waste Oil
EAST PROVIDENCE | EMMAUS YOUTH CENTER | 25 METROPOLITAN PARK DR | UST-4542 | Commercials | 1 | 1984-10-09 | Permanently Closed | 1000 | Heating Oil No.2
EAST PROVIDENCE | ESTRELA DO MAR RESTAURANT | 736 NORTH BROADWAY | UST-17397 | Commercials | 1 | 1984-10-09 | Permanently Closed | 125 | Heating Oil No.2
EAST PROVIDENCE | EVANGELICAL COVENANT CHURCH | 165 ROUNDS AVE | UST-19240 | Other | 1 | 1984-10-09 | Permanently Closed | 1000 | Heating Oil No.2
EAST PROVIDENCE | EVERGREEN HOUSE HEALTH CENTER | 1 EVERGREEN DR | UST-3703 | Commercials | 1 | 1984-10-09 | Permanently Closed | 500 | Diesel
EAST PROVIDENCE | EVERGREEN HOUSE HEALTH CENTER | 1 EVERGREEN DR | UST-3703 | Commercials | 2 | 1994-12-01 | Permanently Closed | 500 | Diesel | Double Walled
EAST PROVIDENCE | EXPRESS GAS AND FOOD MART | 1345 WAMPANOAG TRL | UST-2186 | Gasoline Station | 1 | 1961-11-01 | Permanently Closed | 3000 | Gasoline
EAST PROVIDENCE | EXPRESS GAS AND FOOD MART | 1345 WAMPANOAG TRL | UST-2186 | Gasoline Station | 2 | 1961-11-01 | Permanently Closed | 3000 | Gasoline
EAST PROVIDENCE | EXPRESS GAS AND FOOD MART | 1345 WAMPANOAG TRL | UST-2186 | Gasoline Station | 3 | 1961-11-01 | Permanently Closed | 4000 | Gasoline
EAST PROVIDENCE | EXPRESS GAS AND FOOD MART | 1345 WAMPANOAG TRL | UST-2186 | Gasoline Station | 4 | 1984-10-09 | Permanently Closed | 500 | Waste Oil
EAST PROVIDENCE | EXPRESS GAS AND FOOD MART | 1345 WAMPANOAG TRL | UST-2186 | Gasoline Station | 5 | 1984-10-09 | Permanently Closed | 500 | Unknown
EAST PROVIDENCE | EXPRESS GAS AND FOOD MART | 1345 WAMPANOAG TRL | UST-2186 | Gasoline Station | 6 | 2000-12-04 | In Use | 12000 | Gasoline | Double Walled
EAST PROVIDENCE | EXPRESS GAS AND FOOD MART | 1345 WAMPANOAG TRL | UST-2186 | Gasoline Station | 7 | 2000-12-04 | In Use | 8000 | Gasoline | Double Walled
EAST PROVIDENCE | F.O.P. | 305 LYON AVE | UST-18994 | Commercials | 1 | 1984-10-09 | Permanently Closed | 1000 | Heating Oil No.2
EAST PROVIDENCE | FERLAND MGT. CO. | 130 BOURNE AVE | UST-2583 | Commercials | 1 | 1981-12-01 | Permanently Closed | 4000 | Heating Oil No.2
EAST PROVIDENCE | FERLAND MGT. CO. | 130 BOURNE AVE | UST-2583 | Commercials | 2 | 1981-12-01 | Permanently Closed | 4000 | Heating Oil No.2
EAST PROVIDENCE | FERLAND PROPERTIES | 10 MOORLAND AVE | UST-4655 | Commercials | 1 | 1984-10-09 | Permanently Closed | 2000 | Heating Oil No.2 | Single Walled
EAST PROVIDENCE | FORMER CUMBERLAND FARMS, INC #3878 | 2261 PAWTUCKET AVE | UST-1058 | Gasoline Station | 1 | 1984-04-01 | Permanently Closed | 550 | Waste Oil | Single Walled
EAST PROVIDENCE | FORMER CUMBERLAND FARMS, INC #3878 | 2261 PAWTUCKET AVE | UST-1058 | Gasoline Station | 2 | 1984-04-01 | Permanently Closed | 550 | Heating Oil No.2
EAST PROVIDENCE | FORMER CUMBERLAND FARMS, INC #3878 | 2261 PAWTUCKET AVE | UST-1058 | Gasoline Station | 3 | 1980-04-01 | Permanently Closed | 10000 | Gasoline | Single Walled
EAST PROVIDENCE | FORMER CUMBERLAND FARMS, INC #3878 | 2261 PAWTUCKET AVE | UST-1058 | Gasoline Station | 4 | 1980-04-01 | Permanently Closed | 10000 | Gasoline | Single Walled
EAST PROVIDENCE | FORMER CUMBERLAND FARMS, INC #3878 | 2261 PAWTUCKET AVE | UST-1058 | Gasoline Station | 5 | 1980-04-01 | Permanently Closed | 10000 | Gasoline | Single Walled
EAST PROVIDENCE | FORMER CUMBERLAND FARMS, INC #3878 | 2261 PAWTUCKET AVE | UST-1058 | Gasoline Station | 6 | 1980-04-01 | Permanently Closed | 10000 | Gasoline | Single Walled
EAST PROVIDENCE | FORMER CUMBERLAND FARMS, INC #3878 | 2261 PAWTUCKET AVE | UST-1058 | Gasoline Station | 7 | 1982-04-01 | Permanently Closed | 2000 | Kerosene | Single Walled
EAST PROVIDENCE | FORT INC. | 54 TAYLOR DR | UST-15376 | Industrial | 1 | 1984-10-09 | Permanently Closed | 2000 | Heating Oil No.2
EAST PROVIDENCE | FOUR SEASONS EAST | 26 ARTHUR AVE | UST-1460 | Commercials | 1 | 1984-10-09 | Permanently Closed | 2000 | Heating Oil No.2
EAST PROVIDENCE | FOUR SEASONS EAST | 26 ARTHUR AVE | UST-1460 | Commercials | 2 | 1984-10-09 | Permanently Closed | 500 | Heating Oil No.2
EAST PROVIDENCE | FOUR SEASONS EAST | 26 ARTHUR AVE | UST-1460 | Commercials | 3 | 1984-10-09 | Permanently Closed | 500 | Heating Oil No.2
EAST PROVIDENCE | FOUR SEASONS EAST | 26 ARTHUR AVE | UST-1460 | Commercials | 4 | 1984-10-09 | Permanently Closed | 2000 | Heating Oil No.2
EAST PROVIDENCE | FOUR SEASONS EAST | 26 ARTHUR AVE | UST-1460 | Commercials | 5 | 1984-10-09 | Permanently Closed | 3000 | Heating Oil No.2
EAST PROVIDENCE | FOUR SEASONS EAST | 26 ARTHUR AVE | UST-1460 | Commercials | 6 | 1984-10-09 | Permanently Closed | 1000 | Heating Oil No.2
EAST PROVIDENCE | FOUR SEASONS EAST | 26 ARTHUR AVE | UST-1460 | Commercials | 7 | 1984-10-09 | Permanently Closed | 1000 | Heating Oil No.2
EAST PROVIDENCE | FOUR SEASONS EAST | 26 ARTHUR AVE | UST-1460 | Commercials | 8 | 1984-10-09 | Permanently Closed | 2000 | Heating Oil No.2
EAST PROVIDENCE | FOUR SEASONS EAST | 26 ARTHUR AVE | UST-1460 | Commercials | 9 | 1984-10-09 | Permanently Closed | 2000 | Heating Oil No.2 | Double Walled
EAST PROVIDENCE | FOUR SEASONS EAST | 26 ARTHUR AVE | UST-1460 | Commercials | 10 | 1984-10-09 | Permanently Closed | 2000 | Heating Oil No.2
EAST PROVIDENCE | FOUR SEASONS EAST | 26 ARTHUR AVE | UST-1460 | Commercials | 11 | 1992-05-01 | Permanently Closed | 1000 | Heating Oil No.2 | Double Walled
EAST PROVIDENCE | FOUR SEASONS EAST | 26 ARTHUR AVE | UST-1460 | Commercials | 12 | 2000-02-14 | Permanently Closed | 1000 | Heating Oil No.2 | Double Walled
EAST PROVIDENCE | FOUR SEASONS EAST | 26 ARTHUR AVE | UST-1460 | Commercials | 13 | 2000-02-14 | Permanently Closed | 1000 | Heating Oil No.2 | Double Walled
EAST PROVIDENCE | FOUR SEASONS EAST | 26 ARTHUR AVE | UST-1460 | Commercials | 14 | 2000-03-01 | Permanently Closed | 1000 | Heating Oil No.2 | Double Walled
EAST PROVIDENCE | FOUR SEASONS EAST | 26 ARTHUR AVE | UST-1460 | Commercials | 15 | 2000-03-15 | Permanently Closed | 1000 | Heating Oil No.2 | Double Walled
EAST PROVIDENCE | FOUR SEASONS EAST | 26 ARTHUR AVE | UST-1460 | Commercials | 16 | 2000-03-07 | Permanently Closed | 2000 | Heating Oil No.2 | Double Walled
EAST PROVIDENCE | FOUR SEASONS EAST | 26 ARTHUR AVE | UST-1460 | Commercials | 17 | 2000-03-08 | Permanently Closed | 2000 | Heating Oil No.2 | Double Walled
EAST PROVIDENCE | FOUR SEASONS EAST | 26 ARTHUR AVE | UST-1460 | Commercials | 18 | 2000-03-03 | Permanently Closed | 1000 | Heating Oil No.2 | Double Walled
EAST PROVIDENCE | FOUR SEASONS EAST | 26 ARTHUR AVE | UST-1460 | Commercials | 19 | 2000-03-03 | Permanently Closed | 1000 | Heating Oil No.2 | Double Walled
EAST PROVIDENCE | FOUR SEASONS EAST | 26 ARTHUR AVE | UST-1460 | Commercials | 20 | 2000-03-02 | Permanently Closed | 1000 | Heating Oil No.2 | Double Walled
EAST PROVIDENCE | FOUR SEASONS EAST | 26 ARTHUR AVE | UST-1460 | Commercials | 21 | 2004-06-10 | Permanently Closed | 1000 | Heating Oil No.2 | Double Walled
EAST PROVIDENCE | FRAM DIVISION, ALLIED CORPORATION | 105 PAWTUCKET AVE | UST-1496 | Industrial | 1 | 1972-11-01 | Permanently Closed | 3000 | Heating Oil No.2
EAST PROVIDENCE | FRAM DIVISION, ALLIED CORPORATION | 105 PAWTUCKET AVE | UST-1496 | Industrial | 2 | 1977-11-01 | Permanently Closed | 1000 | Diesel
EAST PROVIDENCE | FRAM DIVISION, ALLIED CORPORATION | 105 PAWTUCKET AVE | UST-1496 | Industrial | 3 | 1977-11-01 | Permanently Closed | 3000 | Heating Oil No.2
EAST PROVIDENCE | FRAM DIVISION, ALLIED CORPORATION | 105 PAWTUCKET AVE | UST-1496 | Industrial | 4 | 1977-11-01 | Permanently Closed | 1000 | Gasoline
EAST PROVIDENCE | FRAM DIVISION, ALLIED CORPORATION | 105 PAWTUCKET AVE | UST-1496 | Industrial | 5 | 1977-11-01 | Permanently Closed | 500 | Heating Oil No.2
EAST PROVIDENCE | FRAM DIVISION, ALLIED CORPORATION | 105 PAWTUCKET AVE | UST-1496 | Industrial | 6 | 1977-11-01 | Permanently Closed | 1000 | Waste Oil
EAST PROVIDENCE | FRAM DIVISION, ALLIED CORPORATION | 105 PAWTUCKET AVE | UST-1496 | Industrial | 7 | 1974-11-01 | Permanently Closed | 5000 | Heating Oil No.2
EAST PROVIDENCE | FRAM DIVISION, ALLIED CORPORATION | 105 PAWTUCKET AVE | UST-1496 | Industrial | 8 | 1954-11-01 | Permanently Closed | 580 | Gasoline
EAST PROVIDENCE | FRAM DIVISION, ALLIED CORPORATION | 105 PAWTUCKET AVE | UST-1496 | Industrial | 9 | 1954-11-01 | Permanently Closed | 5000 | Heating Oil No.2
EAST PROVIDENCE | FRAM DIVISION, ALLIED CORPORATION | 105 PAWTUCKET AVE | UST-1496 | Industrial | 10 | 1965-11-01 | Permanently Closed | 1000 | Heating Oil No.2
EAST PROVIDENCE | FRAM DIVISION, ALLIED CORPORATION | 105 PAWTUCKET AVE | UST-1496 | Industrial | 11 | 1967-11-01 | Permanently Closed | 500 | Diesel
EAST PROVIDENCE | FRAM DIVISION, ALLIED CORPORATION | 105 PAWTUCKET AVE | UST-1496 | Industrial | 12 | 1967-11-01 | Permanently Closed | 500 | Gasoline
EAST PROVIDENCE | FRAM DIVISION, ALLIED CORPORATION | 105 PAWTUCKET AVE | UST-1496 | Industrial | 13 | 1965-11-01 | Permanently Closed | 500 | Kerosene
EAST PROVIDENCE | FRAM DIVISION, ALLIED CORPORATION | 105 PAWTUCKET AVE | UST-1496 | Industrial | 14 | 1972-11-01 | Permanently Closed | 80 | Waste Oil
EAST PROVIDENCE | FRANK MUSCHE PROPERTY | 284 PLEASANT ST | UST-18960 | Private Residence | 1 | 1984-10-09 | Permanently Closed | 5000 | Heating Oil No.2 | Double Walled
EAST PROVIDENCE | FRANK MUSCHE PROPERTY | 284 PLEASANT ST | UST-18960 | Private Residence | 2 | 2001-11-26 | Permanently Closed | 3000 | Heating Oil No.2 | Double Walled
EAST PROVIDENCE | FRED'S SERVICE STATION | 3730 PAWTUCKET AVE | UST-2198 | Gasoline Station | 1 | 1965-05-01 | Permanently Closed | 3000 | Gasoline
EAST PROVIDENCE | FRED'S SERVICE STATION | 3730 PAWTUCKET AVE | UST-2198 | Gasoline Station | 2 | 1965-05-01 | Permanently Closed | 3000 | Gasoline
EAST PROVIDENCE | FRED'S SERVICE STATION | 3730 PAWTUCKET AVE | UST-2198 | Gasoline Station | 3 | 1965-05-01 | Permanently Closed | 4000 | Gasoline
EAST PROVIDENCE | FRED'S SERVICE STATION | 3730 PAWTUCKET AVE | UST-2198 | Gasoline Station | 4 | 1965-05-01 | Permanently Closed | 4000 | Gasoline
EAST PROVIDENCE | FRED'S SERVICE STATION | 3730 PAWTUCKET AVE | UST-2198 | Gasoline Station | 5 | 1965-05-01 | Permanently Closed | 1000 | Kerosene
EAST PROVIDENCE | FRED'S SERVICE STATION | 3730 PAWTUCKET AVE | UST-2198 | Gasoline Station | 6 | 1984-10-09 | Permanently Closed | 1000 | Heating Oil No.2
EAST PROVIDENCE | FRED'S SERVICE STATION | 3730 PAWTUCKET AVE | UST-2198 | Gasoline Station | 7 | 1984-10-09 | Permanently Closed | 500 | Waste Oil
EAST PROVIDENCE | FRED'S SERVICE STATION | 3730 PAWTUCKET AVE | UST-2198 | Gasoline Station | 8 | 1986-12-01 | Permanently Closed | 10000 | Gasoline | Single Walled
EAST PROVIDENCE | FRED'S SERVICE STATION | 3730 PAWTUCKET AVE | UST-2198 | Gasoline Station | 9 | 1986-12-01 | Permanently Closed | 6000 | Gasoline
EAST PROVIDENCE | FRED'S SERVICE STATION | 3730 PAWTUCKET AVE | UST-2198 | Gasoline Station | 10 | 1987-01-01 | Permanently Closed | 6000 | Gasoline | Single Walled
EAST PROVIDENCE | FRED'S SERVICE STATION | 3730 PAWTUCKET AVE | UST-2198 | Gasoline Station | 11 | 1986-12-01 | Permanently Closed | 6000 | Gasoline | Single Walled
EAST PROVIDENCE | FREEWAY GAS | 250 NEWPORT AVE | UST-940 | Gasoline Station | 1 | 1976-04-01 | Permanently Closed | 10000 | Gasoline
EAST PROVIDENCE | FREEWAY GAS | 250 NEWPORT AVE | UST-940 | Gasoline Station | 2 | 1976-04-01 | Permanently Closed | 10000 | Diesel
EAST PROVIDENCE | FREEWAY GAS | 250 NEWPORT AVE | UST-940 | Gasoline Station | 3 | 1976-04-01 | Permanently Closed | 8000 | Gasoline
EAST PROVIDENCE | FREEWAY GAS | 250 NEWPORT AVE | UST-940 | Gasoline Station | 4 | 1976-04-01 | Permanently Closed | 8000 | Gasoline
EAST PROVIDENCE | FREEWAY GAS | 250 NEWPORT AVE | UST-940 | Gasoline Station | 5 | 1994-08-01 | In Use | 10000 | Diesel | Double Walled | 1994-05-01
EAST PROVIDENCE | FREEWAY GAS | 250 NEWPORT AVE | UST-940 | Gasoline Station | 6 | 1994-08-01 | In Use | 10000 | Gasoline | Double Walled | 1994-05-01
EAST PROVIDENCE | FREEWAY GAS | 250 NEWPORT AVE | UST-940 | Gasoline Station | 7 | 1994-08-01 | In Use | 10000 | Gasoline | Double Walled | 1994-05-01
EAST PROVIDENCE | FREEWAY GAS | 250 NEWPORT AVE | UST-940 | Gasoline Station | 8 | 1994-08-01 | In Use | 10000 | Gasoline | Double Walled | 1994-05-01
EAST PROVIDENCE | FREEWAY GAS | 250 NEWPORT AVE | UST-940 | Gasoline Station | 9 | 1994-08-01 | Temporarily Closed | 600 | Mixture | Double Walled
EAST PROVIDENCE | FREEWAY GAS | 250 NEWPORT AVE | UST-940 | Gasoline Station | 10 | 1984-10-09 | Permanently Closed | 550 | Heating Oil No.2
EAST PROVIDENCE | FREEWAY GAS | 250 NEWPORT AVE | UST-940 | Gasoline Station | 11 | 1984-10-09 | Permanently Closed | 1000 | Heating Oil No.2
EAST PROVIDENCE | FREEWAY GAS | 250 NEWPORT AVE | UST-940 | Gasoline Station | 12 | 1984-10-09 | Permanently Closed | 550 | Waste Oil
EAST PROVIDENCE | FUJIFILM ELECTRONIC MATERIALS USA INC. | 210 MASSASOIT AVE | UST-495 | Commercials | 1 | 1984-04-01 | Permanently Closed | 6000 | Hazardous Substance | Double Walled
EAST PROVIDENCE | FUJIFILM ELECTRONIC MATERIALS USA INC. | 210 MASSASOIT AVE | UST-495 | Commercials | 2 | 1984-04-01 | Permanently Closed | 6000 | Hazardous Substance | Double Walled
EAST PROVIDENCE | FUJIFILM ELECTRONIC MATERIALS USA INC. | 210 MASSASOIT AVE | UST-495 | Commercials | 3 | 1984-04-01 | Permanently Closed | 6000 | Hazardous Substance | Double Walled
EAST PROVIDENCE | FUJIFILM ELECTRONIC MATERIALS USA INC. | 210 MASSASOIT AVE | UST-495 | Commercials | 4 | 1973-04-01 | Permanently Closed | 10000 | Heating Oil No.2
EAST PROVIDENCE | FUJIFILM ELECTRONIC MATERIALS USA INC. | 210 MASSASOIT AVE | UST-495 | Commercials | 5 | null | Permanently Closed | 10000 | Hazardous Substance
EAST PROVIDENCE | GABRIEL'S TIGERMART, INC. | 69 TAUNTON AVE | UST-1266 | Gasoline Station | 1 | 1984-10-09 | Permanently Closed | 4000 | Gasoline
EAST PROVIDENCE | GABRIEL'S TIGERMART, INC. | 69 TAUNTON AVE | UST-1266 | Gasoline Station | 2 | 1984-10-09 | Permanently Closed | 6000 | Gasoline
EAST PROVIDENCE | GABRIEL'S TIGERMART, INC. | 69 TAUNTON AVE | UST-1266 | Gasoline Station | 3 | 1984-10-09 | Permanently Closed | 6000 | Gasoline
EAST PROVIDENCE | GABRIEL'S TIGERMART, INC. | 69 TAUNTON AVE | UST-1266 | Gasoline Station | 4 | 1984-10-09 | Permanently Closed | 1000 | Waste Oil
EAST PROVIDENCE | GABRIEL'S TIGERMART, INC. | 69 TAUNTON AVE | UST-1266 | Gasoline Station | 5 | 1984-10-09 | Permanently Closed | 500 | Heating Oil No.2
EAST PROVIDENCE | GABRIEL'S TIGERMART, INC. | 69 TAUNTON AVE | UST-1266 | Gasoline Station | 6 | 1995-09-01 | In Use | 12000 | Gasoline | Double Walled | 2008-04-01
EAST PROVIDENCE | GABRIEL'S TIGERMART, INC. | 69 TAUNTON AVE | UST-1266 | Gasoline Station | 7 | 1995-09-01 | In Use | 12000 | Gasoline | Double Walled | 2008-04-01
EAST PROVIDENCE | GABRIEL'S TIGERMART, INC. | 69 TAUNTON AVE | UST-1266 | Gasoline Station | 8 | 1995-09-01 | In Use | 12000 | Diesel | Double Walled | 2008-04-01
EAST PROVIDENCE | GATE OF HEAVEN CEMETERY | 550 WAMPANOAG TRL | UST-1642 | Other | 1 | 1962-01-01 | In Use | 2000 | Heating Oil No.2
EAST PROVIDENCE | GATE OF HEAVEN CEMETERY | 550 WAMPANOAG TRL | UST-1642 | Other | 2 | 1962-01-01 | In Use | 1000 | Heating Oil No.2
EAST PROVIDENCE | GATE OF HEAVEN CEMETERY | 550 WAMPANOAG TRL | UST-1642 | Other | 3 | 1962-01-01 | Permanently Closed | 1000 | Gasoline
EAST PROVIDENCE | GATE OF HEAVEN CEMETERY | 550 WAMPANOAG TRL | UST-1642 | Other | 4 | 1987-07-01 | Permanently Closed | 2000 | Gasoline | Single Walled
EAST PROVIDENCE | GENERATIONS GAS, LLC | 2289 PAWTUCKET AVE | UST-2988 | Gasoline Station | 1 | 1970-08-01 | Permanently Closed | 4000 | Gasoline
EAST PROVIDENCE | GENERATIONS GAS, LLC | 2289 PAWTUCKET AVE | UST-2988 | Gasoline Station | 2 | 1970-08-01 | Permanently Closed | 4000 | Gasoline
EAST PROVIDENCE | GENERATIONS GAS, LLC | 2289 PAWTUCKET AVE | UST-2988 | Gasoline Station | 3 | 1970-08-01 | Permanently Closed | 4000 | Gasoline
EAST PROVIDENCE | GENERATIONS GAS, LLC | 2289 PAWTUCKET AVE | UST-2988 | Gasoline Station | 4 | 1970-08-01 | Permanently Closed | 4000 | Gasoline
EAST PROVIDENCE | GENERATIONS GAS, LLC | 2289 PAWTUCKET AVE | UST-2988 | Gasoline Station | 5 | 1970-08-01 | Permanently Closed | 500 | Waste Oil
EAST PROVIDENCE | GENERATIONS GAS, LLC | 2289 PAWTUCKET AVE | UST-2988 | Gasoline Station | 6 | 1984-10-09 | Permanently Closed | 500 | Heating Oil No.2
EAST PROVIDENCE | GETTY/POWER TEST TERMINAL | 9 DEXTER RD | UST-493 | Gasoline Station | 1 | 1960-04-01 | Permanently Closed | 1000 | Heating Oil No.2
EAST PROVIDENCE | GETTY/POWER TEST TERMINAL | 9 DEXTER RD | UST-493 | Gasoline Station | 2 | 1960-04-01 | Permanently Closed | 550 | Heating Oil No.2
EAST PROVIDENCE | GETTY/POWER TEST TERMINAL | 9 DEXTER RD | UST-493 | Gasoline Station | 3 | 1962-04-01 | Permanently Closed | 3000 | Diesel
EAST PROVIDENCE | GETTY/POWER TEST TERMINAL | 9 DEXTER RD | UST-493 | Gasoline Station | 4 | 1981-04-01 | Permanently Closed | 2000 | Gasoline | Double Walled
EAST PROVIDENCE | GETTY/POWER TEST TERMINAL | 9 DEXTER RD | UST-493 | Gasoline Station | 5 | 1984-10-09 | Permanently Closed | 4000 | Heating Oil No.2
EAST PROVIDENCE | GETTY/POWER TEST TERMINAL | 9 DEXTER RD | UST-493 | Gasoline Station | 6 | 1984-10-09 | Permanently Closed | 2000 | Waste Oil
EAST PROVIDENCE | GETTY/POWER TEST TERMINAL | 9 DEXTER RD | UST-493 | Gasoline Station | 7 | 1984-10-09 | Permanently Closed | 1000 | Gasoline
EAST PROVIDENCE | GETTY/POWER TEST TERMINAL | 9 DEXTER RD | UST-493 | Gasoline Station | 8 | 1984-10-09 | Permanently Closed | 5000 | Mixture
EAST PROVIDENCE | GETTY/POWER TEST TERMINAL | 9 DEXTER RD | UST-493 | Gasoline Station | 9 | 1984-10-09 | Permanently Closed | 1000 | Unknown
EAST PROVIDENCE | GETTY/POWER TEST TERMINAL | 9 DEXTER RD | UST-493 | Gasoline Station | 10 | 1984-10-09 | Permanently Closed | 1000 | Unknown
EAST PROVIDENCE | GIANLORENZO AND SONS | 25 TRIPPS LN | UST-4676 | Commercials | 1 | 1984-10-09 | Permanently Closed | 1000 | Heating Oil No.2
EAST PROVIDENCE | GILBERT MEDIEROS (FORMERLY PERRY'S OIL) | RUTLAND ST | UST-15680 | Commercials | 1 | 1959-04-01 | Permanently Closed | 1000 | Gasoline
EAST PROVIDENCE | GILMORE'S LLC | 411 NORTH BROADWAY | UST-3223 | Gasoline Station | 1 | 1971-09-01 | Permanently Closed | 6020 | Gasoline
EAST PROVIDENCE | GILMORE'S LLC | 411 NORTH BROADWAY | UST-3223 | Gasoline Station | 2 | 1971-09-01 | Permanently Closed | 6020 | Gasoline
EAST PROVIDENCE | GILMORE'S LLC | 411 NORTH BROADWAY | UST-3223 | Gasoline Station | 3 | 1971-09-01 | Permanently Closed | 6020 | Gasoline
EAST PROVIDENCE | GILMORE'S LLC | 411 NORTH BROADWAY | UST-3223 | Gasoline Station | 4 | 1971-09-01 | Permanently Closed | 1000 | Waste Oil
EAST PROVIDENCE | GILMORE'S LLC | 411 NORTH BROADWAY | UST-3223 | Gasoline Station | 5 | 1984-10-09 | Permanently Closed | 1000 | Heating Oil No.2
EAST PROVIDENCE | GILMORE'S LLC | 411 NORTH BROADWAY | UST-3223 | Gasoline Station | 6 | 1997-02-05 | In Use | 15000 | Gasoline | Double Walled | 1997-02-05
EAST PROVIDENCE | GILMORE'S LLC | 411 NORTH BROADWAY | UST-3223 | Gasoline Station | 7 | 1997-02-05 | In Use | 15000 | Gasoline | Double Walled | 1997-02-05
EAST PROVIDENCE | GILMORES FLOWER SHOP | 76 TAUNTON AVE | UST-2543 | Commercials | 1 | 1984-10-09 | Permanently Closed | 1000 | Heating Oil No.2
EAST PROVIDENCE | GILMORES FLOWER SHOP | 76 TAUNTON AVE | UST-2543 | Commercials | 2 | 1984-10-09 | Permanently Closed | 275 | Heating Oil No.2
EAST PROVIDENCE | GODFREY AND WING, INC. DBA IMPCO, INC. | 11 DEXTER RD | UST-19048 | Commercials | 1 | 1984-10-09 | Permanently Closed | 10000 | Heating Oil No.6
EAST PROVIDENCE | GOODYEAR ASC | 520 TAUNTON AVE | UST-1953 | Commercials | 1 | 1984-10-09 | Permanently Closed | 500 | Waste Oil
EAST PROVIDENCE | GORDON SCHOOL | MAXFIELD AVE | UST-103 | Education - Town | 1 | 1970-03-01 | Permanently Closed | 2000 | Gasoline
EAST PROVIDENCE | GREEN BROTHERS, INC. | 213 VALLEY ST | UST-3506 | Commercials | 1 | 1984-10-09 | Permanently Closed | 5000 | Heating Oil No.4
EAST PROVIDENCE | GREG DEMETRAKAS PROPERTY | 188-194 TAUNTON AVE | UST-19267 | Commercials | 1 | 1984-10-09 | Permanently Closed | 275 | Heating Oil No.2
EAST PROVIDENCE | GRIPNAIL A CARLISLE BRAND | 97 DEXTER RD | UST-2147 | Commercials | 1 | 1984-10-09 | Permanently Closed | 8500 | Heating Oil No.4
EAST PROVIDENCE | GRIPNAIL A CARLISLE BRAND | 97 DEXTER RD | UST-2147 | Commercials | 2 | 1984-10-09 | Permanently Closed | 1000 | Heating Oil No.2
EAST PROVIDENCE | HANDY & HARMAN | 231 FERRIS AVE | UST-3477 | Industrial | 1 | 1952-10-01 | Permanently Closed | 10000 | Heating Oil No.4
EAST PROVIDENCE | HANDY & HARMAN | 231 FERRIS AVE | UST-3477 | Industrial | 2 | 1952-10-01 | Permanently Closed | 10000 | Heating Oil No.4
EAST PROVIDENCE | HARBOR VIEW MANOR | 3663 PAWTUCKET AVE | UST-17460 | Commercials | 1 | 1984-10-09 | Permanently Closed | 12000 | Heating Oil No.4
EAST PROVIDENCE | HARGREAVES STUDIOS | 430 NEWPORT AVE | UST-4048 | Commercials | 1 | 1984-10-09 | Permanently Closed | 2000 | Gasoline
EAST PROVIDENCE | HARGREAVES STUDIOS | 430 NEWPORT AVE | UST-4048 | Commercials | 2 | 1984-10-09 | Permanently Closed | 2000 | Gasoline
EAST PROVIDENCE | HARGREAVES STUDIOS | 430 NEWPORT AVE | UST-4048 | Commercials | 3 | 1984-10-09 | Permanently Closed | 1000 | Gasoline
EAST PROVIDENCE | HARGREAVES STUDIOS | 430 NEWPORT AVE | UST-4048 | Commercials | 4 | 1984-10-09 | Permanently Closed | 1000 | Gasoline
EAST PROVIDENCE | HASSELL'S GARAGE | 269 WAMPANOAG TRL | UST-664 | Gasoline Station | 1 | 1955-04-01 | Permanently Closed | 3000 | Gasoline
EAST PROVIDENCE | HASSELL'S GARAGE | 269 WAMPANOAG TRL | UST-664 | Gasoline Station | 2 | 1986-05-01 | Permanently Closed | 3000 | Gasoline | Single Walled
EAST PROVIDENCE | HASSELL'S GARAGE | 269 WAMPANOAG TRL | UST-664 | Gasoline Station | 3 | 1955-04-01 | Permanently Closed | 3000 | Gasoline
EAST PROVIDENCE | HASSELL'S GARAGE | 269 WAMPANOAG TRL | UST-664 | Gasoline Station | 4 | 1986-05-01 | Permanently Closed | 3000 | Gasoline | Single Walled
EAST PROVIDENCE | HASSELL'S GARAGE | 269 WAMPANOAG TRL | UST-664 | Gasoline Station | 5 | 1972-04-01 | Permanently Closed | 2000 | Diesel
EAST PROVIDENCE | HASSELL'S GARAGE | 269 WAMPANOAG TRL | UST-664 | Gasoline Station | 6 | 1987-03-01 | Permanently Closed | 3000 | Diesel | Single Walled
EAST PROVIDENCE | HATTIE IDE CHAFFEE HOME | 200 WAMPANOAG TRL | UST-2407 | Commercials | 1 | 1960-01-01 | Permanently Closed | 5000 | Heating Oil No.2
EAST PROVIDENCE | HATTIE IDE CHAFFEE HOME | 200 WAMPANOAG TRL | UST-2407 | Commercials | 2 | 1960-01-01 | Permanently Closed | 5000 | Heating Oil No.2
EAST PROVIDENCE | HATTIE IDE CHAFFEE HOME | 200 WAMPANOAG TRL | UST-2407 | Commercials | 3 | 1980-05-01 | Permanently Closed | 550 | Diesel
EAST PROVIDENCE | HATTIE IDE CHAFFEE HOME | 200 WAMPANOAG TRL | UST-2407 | Commercials | 4 | 1988-09-01 | Permanently Closed | 5000 | Heating Oil No.2
EAST PROVIDENCE | HAULAMATIC CORPORATION (FORMERLY) | 195 ANTHONY ST | UST-15133 | Commercials | 1 | 1984-10-09 | Permanently Closed | 2000 | Gasoline
EAST PROVIDENCE | HAULAMATIC CORPORATION (FORMERLY) | 195 ANTHONY ST | UST-15133 | Commercials | 2 | 1984-10-09 | Permanently Closed | 3000 | Gasoline
EAST PROVIDENCE | HAULAMATIC CORPORATION (FORMERLY) | 195 ANTHONY ST | UST-15133 | Commercials | 3 | 1984-10-09 | Permanently Closed | 10000 | Heating Oil No.2
EAST PROVIDENCE | HAULAMATIC CORPORATION (FORMERLY) | 195 ANTHONY ST | UST-15133 | Commercials | 4 | 1984-10-09 | Permanently Closed | 1000 | Heating Oil No.2
EAST PROVIDENCE | HAULAMATIC CORPORATION (FORMERLY) | 195 ANTHONY ST | UST-15133 | Commercials | 5 | 1984-10-09 | Permanently Closed | 1000 | Heating Oil No.2
EAST PROVIDENCE | HAULAMATIC CORPORATION (FORMERLY) | 195 ANTHONY ST | UST-15133 | Commercials | 6 | 1984-10-09 | Permanently Closed | 1000 | Gasoline
EAST PROVIDENCE | HAULAMATIC CORPORATION (FORMERLY) | 195 ANTHONY ST | UST-15133 | Commercials | 7 | 1984-10-09 | Permanently Closed | 1000 | Gasoline
EAST PROVIDENCE | HAULAMATIC CORPORATION (FORMERLY) | 195 ANTHONY ST | UST-15133 | Commercials | 8 | 1984-10-09 | Permanently Closed | 900 | Heating Oil No.2
EAST PROVIDENCE | HAULAMATIC CORPORATION (FORMERLY) | 195 ANTHONY ST | UST-15133 | Commercials | 9 | 1984-10-09 | Permanently Closed | 1500 | Heating Oil No.2
EAST PROVIDENCE | HAXTON'S LIQUORS OF RIVERSIDE | 1086 WILLETT AVE | UST-3738 | Commercials | 1 | 1984-10-09 | Permanently Closed | 1000 | Heating Oil No.2
EAST PROVIDENCE | HENNESSEY SCHOOL | 75 FORT ST | UST-1689 | Education - Town | 1 | 1961-04-01 | Permanently Closed | 2000 | Heating Oil No.2
EAST PROVIDENCE | HERITAGE BUICK | 20 VETERAN MEMORIAL PKWY | UST-15171 | Commercials | 1 | 1984-10-09 | Permanently Closed | 1000 | Gasoline
EAST PROVIDENCE | HERITAGE BUICK | 20 VETERAN MEMORIAL PKWY | UST-15171 | Commercials | 2 | 1984-10-09 | Permanently Closed | 2000 | Gasoline
EAST PROVIDENCE | HIT OR MISS | 58 NEWPORT AVE | UST-15548 | Commercials | 1 | 1984-10-09 | Permanently Closed | 1000 | Heating Oil No.2
EAST PROVIDENCE | HOLY GHOST BROTHERHOOD MARIENSE | 846 BROADWAY | UST-18379 | Other | 1 | 1984-10-09 | Permanently Closed | 2000 | Heating Oil No.2
EAST PROVIDENCE | HOMESTEAD BAKING CO. | 145 NORTH BROADWAY | UST-3425 | Commercials | 1 | 1992-07-01 | Permanently Closed | 10000 | Heating Oil No.2 | Double Walled
EAST PROVIDENCE | HOMESTEAD BAKING CO. | 145 NORTH BROADWAY | UST-3425 | Commercials | 2 | 1984-10-09 | Permanently Closed | 12000 | Diesel
EAST PROVIDENCE | HOMESTEAD BAKING CO. | 145 NORTH BROADWAY | UST-3425 | Commercials | 3 | 1984-10-09 | Permanently Closed | 10000 | Heating Oil No.2
EAST PROVIDENCE | HOMESTEAD BAKING CO. | 145 NORTH BROADWAY | UST-3425 | Commercials | 4 | 1984-10-09 | Permanently Closed | 2000 | Gasoline
EAST PROVIDENCE | HOMESTEAD BAKING CO. | 145 NORTH BROADWAY | UST-3425 | Commercials | 5 | 1994-11-01 | Permanently Closed | 5000 | Diesel | Double Walled
EAST PROVIDENCE | HOPE INVESTMENTS, LLC | 15 CIRCLE RD | UST-3660 | Commercials | 1 | 1984-10-09 | Permanently Closed | 2000 | Heating Oil No.2
EAST PROVIDENCE | HUHTAMAKI - EAST PROVIDENCE (OOB) | 275 FERRIS AVE | UST-15149 | Industrial | 1 | 1984-10-09 | Permanently Closed | 4000 | Gasoline
EAST PROVIDENCE | HUHTAMAKI - EAST PROVIDENCE (OOB) | 275 FERRIS AVE | UST-15149 | Industrial | 2 | 1984-10-09 | Permanently Closed | 4000 | Gasoline
EAST PROVIDENCE | HUHTAMAKI - EAST PROVIDENCE (OOB) | 275 FERRIS AVE | UST-15149 | Industrial | 3 | 1984-10-09 | Permanently Closed | 15000 | Heating Oil No.6
EAST PROVIDENCE | HUHTAMAKI - EAST PROVIDENCE (OOB) | 275 FERRIS AVE | UST-15149 | Industrial | 4 | 1984-10-09 | Permanently Closed | 15000 | Heating Oil No.6
EAST PROVIDENCE | HUHTAMAKI - EAST PROVIDENCE (OOB) | 275 FERRIS AVE | UST-15149 | Industrial | 5 | 1984-10-09 | Permanently Closed | 15000 | Not Listed
EAST PROVIDENCE | HUHTAMAKI - EAST PROVIDENCE (OOB) | 275 FERRIS AVE | UST-15149 | Industrial | 6 | 1984-10-09 | Permanently Closed | 500 | Heating Oil No.2
EAST PROVIDENCE | HUHTAMAKI - EAST PROVIDENCE (OOB) | 275 FERRIS AVE | UST-15149 | Industrial | 7 | 1986-07-01 | Permanently Closed | 15000 | Heating Oil No.6
EAST PROVIDENCE | INDEPENDENT OIL COMPANY | 100 DEXTER ST | UST-2200 | Commercials | 1 | 1961-12-01 | Permanently Closed | 2000 | Diesel
EAST PROVIDENCE | INDEPENDENT OIL COMPANY | 100 DEXTER ST | UST-2200 | Commercials | 2 | 1984-10-09 | Permanently Closed | 1000 | Diesel
EAST PROVIDENCE | INDEPENDENT OIL COMPANY | 100 DEXTER ST | UST-2200 | Commercials | 3 | 1984-10-09 | Permanently Closed | 10000 | Diesel
EAST PROVIDENCE | INDEPENDENT OIL COMPANY | 100 DEXTER ST | UST-2200 | Commercials | 4 | 1984-10-09 | Permanently Closed | 10000 | Diesel
EAST PROVIDENCE | INDEPENDENT OIL COMPANY | 100 DEXTER ST | UST-2200 | Commercials | 5 | 1984-10-09 | Permanently Closed | 10000 | Diesel
EAST PROVIDENCE | INDEPENDENT OIL COMPANY | 100 DEXTER ST | UST-2200 | Commercials | 6 | 1984-10-09 | Permanently Closed | 1000 | Diesel
EAST PROVIDENCE | INDEPENDENT OIL COMPANY | 100 DEXTER ST | UST-2200 | Commercials | 7 | 1984-10-09 | Permanently Closed | 12000 | Motor Oil
EAST PROVIDENCE | INDEPENDENT OIL COMPANY | 100 DEXTER ST | UST-2200 | Commercials | 8 | 1984-10-09 | Permanently Closed | 12000 | Motor Oil
EAST PROVIDENCE | INDEPENDENT OIL COMPANY | 100 DEXTER ST | UST-2200 | Commercials | 9 | 1984-10-09 | Permanently Closed | 12000 | Motor Oil
EAST PROVIDENCE | INDEPENDENT OIL COMPANY | 100 DEXTER ST | UST-2200 | Commercials | 10 | 1984-10-09 | Permanently Closed | 12000 | Motor Oil
EAST PROVIDENCE | INDEPENDENT OIL COMPANY | 100 DEXTER ST | UST-2200 | Commercials | 11 | 1984-10-09 | Permanently Closed | 12000 | Motor Oil
EAST PROVIDENCE | INDEPENDENT OIL COMPANY | 100 DEXTER ST | UST-2200 | Commercials | 12 | 1984-10-09 | Permanently Closed | 12000 | Motor Oil
EAST PROVIDENCE | INDEPENDENT OIL COMPANY | 100 DEXTER ST | UST-2200 | Commercials | 13 | 1984-10-09 | Permanently Closed | 4000 | Motor Oil
EAST PROVIDENCE | INDEPENDENT OIL COMPANY | 100 DEXTER ST | UST-2200 | Commercials | 14 | 1984-10-09 | Permanently Closed | 4000 | Motor Oil
EAST PROVIDENCE | INDEPENDENT OIL COMPANY | 100 DEXTER ST | UST-2200 | Commercials | 15 | 1984-10-09 | Permanently Closed | 4000 | Motor Oil
EAST PROVIDENCE | INDEPENDENT OIL COMPANY | 100 DEXTER ST | UST-2200 | Commercials | 16 | 1984-10-09 | Permanently Closed | 4000 | Motor Oil
EAST PROVIDENCE | INDEPENDENT OIL COMPANY | 100 DEXTER ST | UST-2200 | Commercials | 17 | 1984-10-09 | Permanently Closed | 4000 | Motor Oil
EAST PROVIDENCE | INDEPENDENT OIL COMPANY | 100 DEXTER ST | UST-2200 | Commercials | 18 | 1984-10-09 | Permanently Closed | 4000 | Motor Oil
EAST PROVIDENCE | INDEPENDENT OIL COMPANY | 100 DEXTER ST | UST-2200 | Commercials | 19 | 1984-10-09 | Permanently Closed | 4000 | Motor Oil
EAST PROVIDENCE | INDEPENDENT OIL COMPANY | 100 DEXTER ST | UST-2200 | Commercials | 20 | 1984-10-09 | Permanently Closed | 4000 | Motor Oil
EAST PROVIDENCE | J AND M DIAMOND TOOL | 43 ROGER WILLIAMS AVE | UST-3071 | Industrial | 1 | 1984-10-09 | Permanently Closed | 2000 | Heating Oil No.2
EAST PROVIDENCE | J AND M DIAMOND TOOL | 43 ROGER WILLIAMS AVE | UST-3071 | Industrial | 2 | 1984-10-09 | Permanently Closed | 4000 | Diesel
EAST PROVIDENCE | J AND M DIAMOND TOOL | 43 ROGER WILLIAMS AVE | UST-3071 | Industrial | 3 | 1984-10-09 | Permanently Closed | 4000 | Diesel
EAST PROVIDENCE | J AND M DIAMOND TOOL | 43 ROGER WILLIAMS AVE | UST-3071 | Industrial | 4 | 1989-05-01 | Permanently Closed | 4000 | Heating Oil No.2
EAST PROVIDENCE | J LINE TRANSPORTATION | 370 WAMPANOAG TRL | UST-2777 | Commercials | 1 | 1968-07-01 | Permanently Closed | 4000 | Diesel
EAST PROVIDENCE | J LINE TRANSPORTATION | 370 WAMPANOAG TRL | UST-2777 | Commercials | 2 | 1968-07-01 | Permanently Closed | 2000 | Diesel
EAST PROVIDENCE | J LINE TRANSPORTATION | 370 WAMPANOAG TRL | UST-2777 | Commercials | 3 | 1984-10-09 | Permanently Closed | 2000 | Diesel
EAST PROVIDENCE | J LINE TRANSPORTATION | 370 WAMPANOAG TRL | UST-2777 | Commercials | 4 | 1984-10-09 | Permanently Closed | 2000 | Diesel
EAST PROVIDENCE | J LINE TRANSPORTATION | 370 WAMPANOAG TRL | UST-2777 | Commercials | 5 | 1984-10-09 | Permanently Closed | 3000 | Gasoline
EAST PROVIDENCE | J LINE TRANSPORTATION | 370 WAMPANOAG TRL | UST-2777 | Commercials | 6 | 1984-10-09 | Permanently Closed | 275 | Waste Oil
EAST PROVIDENCE | J LINE TRANSPORTATION | 370 WAMPANOAG TRL | UST-2777 | Commercials | 7 | 1984-10-09 | Permanently Closed | 2000 | Heating Oil No.2
EAST PROVIDENCE | J LINE TRANSPORTATION | 370 WAMPANOAG TRL | UST-2777 | Commercials | 8 | 1984-10-09 | Permanently Closed | 275 | Heating Oil No.2
EAST PROVIDENCE | J.A.R.N. REALTY LLC | 7 METROPOLITAN PARK DR | UST-4239 | Commercials | 1 | 1984-10-09 | Permanently Closed | 275 | Heating Oil No.2
EAST PROVIDENCE | J.J. GREGORY & SON INC. | 77 HIGHLAND AVE | UST-1760 | Commercials | 1 | 1985-02-01 | Permanently Closed | 4000 | Diesel | Single Walled
EAST PROVIDENCE | J.J. GREGORY & SON INC. | 77 HIGHLAND AVE | UST-1760 | Commercials | 2 | 1984-10-09 | Permanently Closed | 3000 | Gasoline
EAST PROVIDENCE | J.J. GREGORY & SON INC. | 77 HIGHLAND AVE | UST-1760 | Commercials | 3 | 1970-05-01 | Permanently Closed | 4000 | Gasoline
EAST PROVIDENCE | J.J. GREGORY & SON INC. | 77 HIGHLAND AVE | UST-1760 | Commercials | 4 | 1986-04-01 | Permanently Closed | 5000 | Gasoline | Single Walled
EAST PROVIDENCE | J.J. GREGORY & SON INC. | 77 HIGHLAND AVE | UST-1760 | Commercials | 5 | 1984-10-09 | Permanently Closed | 2000 | Diesel | Single Walled
EAST PROVIDENCE | J.J. GREGORY & SON INC. | 77 HIGHLAND AVE | UST-1760 | Commercials | 6 | 1984-10-09 | Permanently Closed | 500 | Heating Oil No.2
EAST PROVIDENCE | JAMES D'AMBRA/CITGO | 223 NEWPORT AVE | UST-1777 | Gasoline Station | 1 | 1966-06-01 | Permanently Closed | 5000 | Diesel
EAST PROVIDENCE | JAMES D'AMBRA/CITGO | 223 NEWPORT AVE | UST-1777 | Gasoline Station | 2 | 1986-07-01 | Permanently Closed | 10000 | Gasoline
EAST PROVIDENCE | JAMES D'AMBRA/CITGO | 223 NEWPORT AVE | UST-1777 | Gasoline Station | 3 | 1966-06-01 | Permanently Closed | 5000 | Gasoline
EAST PROVIDENCE | JAMES D'AMBRA/CITGO | 223 NEWPORT AVE | UST-1777 | Gasoline Station | 4 | 1986-07-01 | Permanently Closed | 5000 | Diesel
EAST PROVIDENCE | JAMES D'AMBRA/CITGO | 223 NEWPORT AVE | UST-1777 | Gasoline Station | 5 | 1983-06-01 | Permanently Closed | 10000 | Gasoline
EAST PROVIDENCE | JAMES D'AMBRA/CITGO | 223 NEWPORT AVE | UST-1777 | Gasoline Station | 6 | 1984-10-09 | Permanently Closed | 500 | Waste Oil
EAST PROVIDENCE | JAMES D'AMBRA/CITGO | 223 NEWPORT AVE | UST-1777 | Gasoline Station | 7 | 1984-10-09 | Permanently Closed | 275 | Heating Oil No.2
EAST PROVIDENCE | JAMES STREET SCHOOL | 75 JAMES ST | UST-1449 | City/Town Government | 1 | 1997-08-19 | Permanently Closed | 1000 | Heating Oil No.2
EAST PROVIDENCE | JEANNINE JACKSON | 1 LITTLE ST | UST-2447 | Private Residence | 1 | 1951-04-01 | Permanently Closed | 2000 | Heating Oil No.2
EAST PROVIDENCE | JEANNINE JACKSON | 1 LITTLE ST | UST-2447 | Private Residence | 2 | 1984-10-09 | Permanently Closed | 166 | Gasoline
EAST PROVIDENCE | JERRY AND SON | 255 BULLOCKS POINT AVE | UST-2135 | Gasoline Station | 1 | 1965-06-01 | Permanently Closed | 4000 | Gasoline
EAST PROVIDENCE | JERRY AND SON | 255 BULLOCKS POINT AVE | UST-2135 | Gasoline Station | 2 | 1965-06-01 | Permanently Closed | 3000 | Gasoline
EAST PROVIDENCE | JERRY AND SON | 255 BULLOCKS POINT AVE | UST-2135 | Gasoline Station | 3 | 1965-04-01 | Permanently Closed | 3000 | Gasoline
EAST PROVIDENCE | JERRY AND SON | 255 BULLOCKS POINT AVE | UST-2135 | Gasoline Station | 4 | 1972-06-01 | Permanently Closed | 3000 | Gasoline
EAST PROVIDENCE | JERRY AND SON | 255 BULLOCKS POINT AVE | UST-2135 | Gasoline Station | 5 | 1984-10-09 | Permanently Closed | 500 | Waste Oil
EAST PROVIDENCE | JESSE HALL'S TRANSMISSION COMPANY | 155 ROGER WILLIAMS AVE | UST-15263 | Commercials | 1 | 1984-10-09 | Permanently Closed | 3000 | Gasoline
EAST PROVIDENCE | JESSE HALL'S TRANSMISSION COMPANY | 155 ROGER WILLIAMS AVE | UST-15263 | Commercials | 2 | 1984-10-09 | Permanently Closed | 3000 | Gasoline
EAST PROVIDENCE | JESSE HALL'S TRANSMISSION COMPANY | 155 ROGER WILLIAMS AVE | UST-15263 | Commercials | 3 | 1984-10-09 | Permanently Closed | 3000 | Gasoline
EAST PROVIDENCE | JOHN F. O'KEEFE CONSTRUCTION | 17 ALEXANDER AVE | UST-658 | Commercials | 1 | 1975-04-01 | Permanently Closed | 4000 | Gasoline
EAST PROVIDENCE | JOHN F. O'KEEFE CONSTRUCTION | 17 ALEXANDER AVE | UST-658 | Commercials | 2 | 1975-04-01 | Permanently Closed | 500 | Heating Oil No.2
EAST PROVIDENCE | JOHN F. O'KEEFE CONSTRUCTION | 17 ALEXANDER AVE | UST-658 | Commercials | 3 | 1984-10-09 | Permanently Closed | 500 | Kerosene
EAST PROVIDENCE | JOHN F. O'KEEFE CONSTRUCTION | 17 ALEXANDER AVE | UST-658 | Commercials | 4 | 1984-10-09 | Permanently Closed | 500 | Heating Oil No.2
EAST PROVIDENCE | JOHN W. KENNEDY | 1000 WATERMAN AVE | UST-460 | Commercials | 1 | 1982-04-01 | Permanently Closed | 1000 | Heating Oil No.2
EAST PROVIDENCE | JOHN W. KENNEDY COMPANY | 990 WATERMAN AVE | UST-461 | Commercials | 1 | 1983-04-01 | In Use | 1000 | Heating Oil No.2
EAST PROVIDENCE | JOHNSON MOTORS | 508 WARREN AVE | UST-15328 | Commercials | 1 | 1984-10-09 | Permanently Closed | 300 | Waste Oil
EAST PROVIDENCE | JOHNSON MOTORS | 508 WARREN AVE | UST-15328 | Commercials | 2 | 1984-10-09 | Permanently Closed | 3000 | Gasoline
EAST PROVIDENCE | JOHNSON MOTORS | 508 WARREN AVE | UST-15328 | Commercials | 3 | 1984-10-09 | Permanently Closed | 2000 | Gasoline
EAST PROVIDENCE | JOHNSON MOTORS | 508 WARREN AVE | UST-15328 | Commercials | 4 | 1984-10-09 | Permanently Closed | 2000 | Gasoline
EAST PROVIDENCE | JONETTE JEWELRY COMPANY | 373 TAUNTON AVE | UST-2985 | Industrial | 1 | 1984-10-09 | Permanently Closed | 2000 | Heating Oil No.2
EAST PROVIDENCE | JOSEPH A. SULLIVAN PROPERTY | 42 CRAWFORD RD | UST-19027 | Private Residence | 1 | 1984-10-09 | Permanently Closed | 2000 | Heating Oil No.4
EAST PROVIDENCE | JOSEPH P. CUDDIGAN, INC. | 35 AGNES ST | UST-18217 | Commercials | 1 | 1984-10-09 | Permanently Closed | 1000 | Gasoline
EAST PROVIDENCE | JOSEPH P. CUDDIGAN, INC. | 35 AGNES ST | UST-18217 | Commercials | 2 | 1984-10-09 | Permanently Closed | 1000 | Gasoline
EAST PROVIDENCE | JUDE, INC. | 2336 PAWTUCKET AVE | UST-478 | Gasoline Station | 1 | 1984-10-09 | Permanently Closed | 4000 | Gasoline
EAST PROVIDENCE | JUDE, INC. | 2336 PAWTUCKET AVE | UST-478 | Gasoline Station | 2 | 1984-10-09 | Permanently Closed | 4000 | Gasoline
EAST PROVIDENCE | JUDE, INC. | 2336 PAWTUCKET AVE | UST-478 | Gasoline Station | 3 | 1984-10-09 | Permanently Closed | 5000 | Gasoline
EAST PROVIDENCE | JUDE, INC. | 2336 PAWTUCKET AVE | UST-478 | Gasoline Station | 4 | 1984-10-09 | Permanently Closed | 12000 | Gasoline
EAST PROVIDENCE | JUDE, INC. | 2336 PAWTUCKET AVE | UST-478 | Gasoline Station | 5 | 1984-10-09 | Permanently Closed | 12000 | Gasoline
EAST PROVIDENCE | JUDE, INC. | 2336 PAWTUCKET AVE | UST-478 | Gasoline Station | 6 | 1984-10-09 | Permanently Closed | 1000 | Gasoline
EAST PROVIDENCE | JUDE, INC. | 2336 PAWTUCKET AVE | UST-478 | Gasoline Station | 7 | 1984-10-09 | Permanently Closed | 12000 | Diesel
EAST PROVIDENCE | JUDE, INC. | 2336 PAWTUCKET AVE | UST-478 | Gasoline Station | 8 | 1984-10-09 | Permanently Closed | 12000 | Diesel
EAST PROVIDENCE | JUDE, INC. | 2336 PAWTUCKET AVE | UST-478 | Gasoline Station | 9 | 1984-10-09 | Permanently Closed | 1000 | Heating Oil No.2
EAST PROVIDENCE | JUDE, INC. | 2336 PAWTUCKET AVE | UST-478 | Gasoline Station | 10 | 1984-10-09 | Permanently Closed | 2000 | Diesel
EAST PROVIDENCE | JUDE, INC. | 2336 PAWTUCKET AVE | UST-478 | Gasoline Station | 11 | 1984-10-09 | Permanently Closed | 1000 | Diesel
EAST PROVIDENCE | JUDE, INC. | 2336 PAWTUCKET AVE | UST-478 | Gasoline Station | 12 | 1982-04-01 | Permanently Closed | 4000 | Kerosene
EAST PROVIDENCE | JUDE, INC. | 2336 PAWTUCKET AVE | UST-478 | Gasoline Station | 13 | 1975-04-01 | Permanently Closed | 10000 | Motor Oil
EAST PROVIDENCE | JUDE, INC. | 2336 PAWTUCKET AVE | UST-478 | Gasoline Station | 14 | 1975-04-01 | Permanently Closed | 10000 | Heating Oil No.2
EAST PROVIDENCE | JUDE, INC. | 2336 PAWTUCKET AVE | UST-478 | Gasoline Station | 15 | 1975-04-01 | Permanently Closed | 10000 | Heating Oil No.2
EAST PROVIDENCE | JUDE, INC. | 2336 PAWTUCKET AVE | UST-478 | Gasoline Station | 16 | 1984-10-09 | Permanently Closed | 500 | Heating Oil No.2
EAST PROVIDENCE | JUDE, INC. | 2336 PAWTUCKET AVE | UST-478 | Gasoline Station | 17 | 1984-10-09 | Permanently Closed | 1000 | Heating Oil No.2
EAST PROVIDENCE | JUDE, INC. | 2336 PAWTUCKET AVE | UST-478 | Gasoline Station | 18 | 1984-10-09 | Permanently Closed | 550 | Waste Oil
EAST PROVIDENCE | JUDE, INC. | 2336 PAWTUCKET AVE | UST-478 | Gasoline Station | 19 | 1987-07-01 | Permanently Closed | 12000 | Gasoline
EAST PROVIDENCE | JUDE, INC. | 2336 PAWTUCKET AVE | UST-478 | Gasoline Station | 20 | 1987-07-01 | Permanently Closed | 12000 | Gasoline
EAST PROVIDENCE | JUDE, INC. | 2336 PAWTUCKET AVE | UST-478 | Gasoline Station | 21 | 1987-07-01 | Permanently Closed | 12000 | Gasoline
EAST PROVIDENCE | JUDE, INC. | 2336 PAWTUCKET AVE | UST-478 | Gasoline Station | 22 | 1987-07-01 | Permanently Closed | 12000 | Diesel
EAST PROVIDENCE | JUDE, INC. | 2336 PAWTUCKET AVE | UST-478 | Gasoline Station | 23 | 1987-07-01 | Permanently Closed | 12000 | Diesel
EAST PROVIDENCE | JUDE, INC. | 2336 PAWTUCKET AVE | UST-478 | Gasoline Station | 24 | 2000-07-12 | In Use | 20000 | Gasoline | Double Walled
EAST PROVIDENCE | JUDE, INC. | 2336 PAWTUCKET AVE | UST-478 | Gasoline Station | 25 | 2000-07-12 | In Use | 10000 | Gasoline | Double Walled
EAST PROVIDENCE | JUDE, INC. | 2336 PAWTUCKET AVE | UST-478 | Gasoline Station | 26 | 2000-07-12 | In Use | 8000 | Diesel | Double Walled
EAST PROVIDENCE | KENT HEIGHTS APARTMENTS, LLC | 12 CHEDELL AVE | UST-4656 | Commercials | 1 | 1984-10-09 | Permanently Closed | 1000 | Heating Oil No.2
EAST PROVIDENCE | KENT HEIGHTS APARTMENTS, LLC | 8 CHEDELL AVE | UST-4657 | Commercials | 1 | 1984-10-09 | Permanently Closed | 2000 | Heating Oil No.2 | Single Walled
EAST PROVIDENCE | KENT HEIGHTS SCHOOL | 2680 PAWTUCKET AVE | UST-1685 | Education - Town | 1 | 1941-04-01 | Permanently Closed | 3000 | Heating Oil No.2
EAST PROVIDENCE | KRAUS CHEMICAL COMPANY | 156 VALLEY ST | UST-2161 | Industrial | 1 | 1983-07-01 | Permanently Closed | 3000 | Diesel
EAST PROVIDENCE | LAIRES & SON AUTO SALES | 158 WATERMAN AVE | UST-2926 | Commercials | 1 | 1984-10-09 | In Use | 500 | Heating Oil No.2
EAST PROVIDENCE | LAIRES & SON AUTO SALES | 158 WATERMAN AVE | UST-2926 | Commercials | 2 | 1984-10-09 | Permanently Closed | 3000 | Gasoline
EAST PROVIDENCE | LAIRES & SON AUTO SALES | 158 WATERMAN AVE | UST-2926 | Commercials | 3 | 1984-10-09 | Permanently Closed | 3000 | Gasoline
EAST PROVIDENCE | LAIRES & SON AUTO SALES | 158 WATERMAN AVE | UST-2926 | Commercials | 4 | 1984-10-09 | Permanently Closed | 2000 | Gasoline
EAST PROVIDENCE | LAIRES & SON AUTO SALES | 158 WATERMAN AVE | UST-2926 | Commercials | 5 | 1984-10-09 | Permanently Closed | 550 | Waste Oil
EAST PROVIDENCE | LAUNDER CENTER | 1175 WARREN AVE | UST-4276 | Commercials | 1 | 1984-10-09 | Permanently Closed | 1000 | Heating Oil No.2
EAST PROVIDENCE | LDC INC | 22 FIRST ST | UST-15682 | Commercials | 1 | 1984-10-09 | Permanently Closed | 1000 | Heating Oil No.2
EAST PROVIDENCE | LORBER CADILLAC (EXXON #8378) | RTE. 44 & TAUNTON AVE | UST-1231 | Commercials | 1 | 1974-05-01 | Permanently Closed | 4000 | Gasoline
EAST PROVIDENCE | LORBER CADILLAC (EXXON #8378) | RTE. 44 & TAUNTON AVE | UST-1231 | Commercials | 2 | 1967-05-01 | Permanently Closed | 3000 | Motor Oil
EAST PROVIDENCE | LORBER CADILLAC (EXXON #8378) | RTE. 44 & TAUNTON AVE | UST-1231 | Commercials | 3 | 1967-05-01 | Permanently Closed | 3000 | Motor Oil
EAST PROVIDENCE | LUTHER M. GOFF | 26 MONMOUTH DR | UST-2921 | Private Residence | 1 | 1979-01-01 | In Use | 1500 | Heating Oil No.2
EAST PROVIDENCE | LYNCH PAINT & VARNISH | 110 KING PHILLIP RD | UST-2243 | Commercials | 1 | 1958-01-01 | Permanently Closed | 5000 | Hazardous Substance
EAST PROVIDENCE | LYNCH PAINT & VARNISH | 110 KING PHILLIP RD | UST-2243 | Commercials | 2 | 1958-01-01 | Permanently Closed | 5000 | Unknown
EAST PROVIDENCE | LYNCH PAINT & VARNISH | 110 KING PHILLIP RD | UST-2243 | Commercials | 3 | 1984-10-09 | Permanently Closed | 250 | Heating Oil No.2
EAST PROVIDENCE | MACHADO RESIDENTIAL PROPERTY | 20 PICKETT RD | UST-4454 | Private Residence | 1 | 1984-10-09 | Permanently Closed | 2000 | Heating Oil No.2
EAST PROVIDENCE | MACHINE PRINTERS AND ENGRAVERS ASSOC. | 690 WARREN AVE | UST-3853 | Commercials | 1 | 1984-10-09 | Permanently Closed | 2000 | Heating Oil No.2
EAST PROVIDENCE | MACNULTY | 32 CURTIS ST | UST-15237 | Industrial | 1 | 1984-10-09 | Permanently Closed | 2000 | Diesel
EAST PROVIDENCE | MAILING SERVICE, INC. | 101 DEXTER RD | UST-15242 | Industrial | 1 | 1984-10-09 | Permanently Closed | 1000 | Gasoline
EAST PROVIDENCE | MAINLAND ASSOCIATES | 30 VETERAN MEMORIAL DR | UST-18021 | Other | 1 | 1984-10-09 | Permanently Closed | 3000 | Heating Oil No.2
EAST PROVIDENCE | MARITIME SEAFOOD | 2266 PAWTUCKET AVE | UST-18743 | Commercials | 1 | 1984-10-09 | Permanently Closed | 1000 | Gasoline
EAST PROVIDENCE | MARTIN JR. HIGH SCHOOL | 111 BROWN ST | UST-3511 | Education - Town | 1 | 1979-01-01 | Permanently Closed | 12000 | Heating Oil No.4
EAST PROVIDENCE | MARTIN JR. HIGH SCHOOL | 111 BROWN ST | UST-3511 | Education - Town | 2 | 1984-10-09 | Permanently Closed | 12000 | Heating Oil No.4
EAST PROVIDENCE | MATRIX INCORPROATED | 1 CATAMORE BLVD | UST-15302 | Industrial | 1 | 1975-04-01 | Permanently Closed | 4000 | Gasoline
EAST PROVIDENCE | MATRIX INCORPROATED | 1 CATAMORE BLVD | UST-15302 | Industrial | 2 | 1975-04-01 | Permanently Closed | 4000 | Gasoline
EAST PROVIDENCE | MATRIX INCORPROATED | 1 CATAMORE BLVD | UST-15302 | Industrial | 3 | 1984-10-09 | Permanently Closed | 10000 | Heating Oil No.2
EAST PROVIDENCE | MATRIX INCORPROATED | 1 CATAMORE BLVD | UST-15302 | Industrial | 4 | 1984-10-09 | Permanently Closed | 500 | Diesel
EAST PROVIDENCE | METACOMET COUNTRY CLUB | 500 VETERANS MEMORIAL PKWY. | UST-3366 | Commercials | 1 | 1984-10-09 | Permanently Closed | 3000 | Gasoline
EAST PROVIDENCE | METACOMET COUNTRY CLUB | 500 VETERANS MEMORIAL PKWY. | UST-3366 | Commercials | 2 | 1984-10-09 | Permanently Closed | 500 | Waste Oil
EAST PROVIDENCE | METACOMET COUNTRY CLUB | 500 VETERANS MEMORIAL PKWY. | UST-3366 | Commercials | 3 | 1950-06-01 | Permanently Closed | 5000 | Heating Oil No.2 | Single Walled
EAST PROVIDENCE | MOBIL PIPE LINE COMPANY | 1001 WAMPANOAG TRL | UST-1181 | Industrial | 1 | 1972-05-01 | Permanently Closed | 10000 | Waste Oil
EAST PROVIDENCE | MOBIL PIPE LINE COMPANY | 1001 WAMPANOAG TRL | UST-1181 | Industrial | 2 | 1974-05-01 | Permanently Closed | 3000 | Waste Oil
EAST PROVIDENCE | MOBIL PIPE LINE COMPANY | 1001 WAMPANOAG TRL | UST-1181 | Industrial | 3 | 1974-05-01 | Permanently Closed | 5000 | Waste Oil
EAST PROVIDENCE | MOBIL PIPE LINE COMPANY | 1001 WAMPANOAG TRL | UST-1181 | Industrial | 4 | 1974-05-01 | Permanently Closed | 1000 | Gasoline
EAST PROVIDENCE | MOBIL PIPE LINE COMPANY | 1001 WAMPANOAG TRL | UST-1181 | Industrial | 5 | 1984-10-09 | Permanently Closed | 1000 | Other
EAST PROVIDENCE | MOBIL PIPE LINE COMPANY | 1001 WAMPANOAG TRL | UST-1181 | Industrial | 6 | 1984-10-09 | Permanently Closed | 1000 | Gasoline
EAST PROVIDENCE | MOBIL PIPE LINE COMPANY | 1001 WAMPANOAG TRL | UST-1181 | Industrial | 7 | 1986-08-01 | In Use | 10000 | Empty/No Contents | Double Walled
EAST PROVIDENCE | MOBIL PIPE LINE COMPANY | 1001 WAMPANOAG TRL | UST-1181 | Industrial | 8 | 1986-08-01 | In Use | 4000 | Empty/No Contents | Double Walled
EAST PROVIDENCE | MOBIL PIPE LINE COMPANY | 1001 WAMPANOAG TRL | UST-1181 | Industrial | 9 | 1986-08-01 | In Use | 4000 | Empty/No Contents | Double Walled
EAST PROVIDENCE | MOBIL PIPE LINE COMPANY | 1001 WAMPANOAG TRL | UST-1181 | Industrial | 10 | 1984-10-09 | Permanently Closed | 500 | Waste Oil
EAST PROVIDENCE | MOBIL PIPE LINE COMPANY | 1001 WAMPANOAG TRL | UST-1181 | Industrial | 11 | 1984-10-09 | Permanently Closed | 250 | Waste Oil
EAST PROVIDENCE | MOBIL PIPE LINE COMPANY | 1001 WAMPANOAG TRL | UST-1181 | Industrial | 12 | 1984-10-09 | Permanently Closed | 750 | Diesel
EAST PROVIDENCE | MOBIL PIPE LINE COMPANY | 1001 WAMPANOAG TRL | UST-1181 | Industrial | 13 | 1984-10-09 | Permanently Closed | 100 | Waste Oil
EAST PROVIDENCE | MOBIL PIPE LINE COMPANY | 1001 WAMPANOAG TRL | UST-1181 | Industrial | 14 | 1984-10-09 | Permanently Closed | 25 | Other
EAST PROVIDENCE | MOBIL PIPE LINE COMPANY | 1001 WAMPANOAG TRL | UST-1181 | Industrial | 15 | 1974-12-01 | Permanently Closed | 4000 | Gasoline
EAST PROVIDENCE | MOBIL PIPE LINE COMPANY | 1001 WAMPANOAG TRL | UST-1181 | Industrial | 16 | 1969-12-01 | Permanently Closed | 4000 | Heating Oil No.2
EAST PROVIDENCE | MOBIL PIPE LINE COMPANY | 1001 WAMPANOAG TRL | UST-1181 | Industrial | 17 | 1969-12-01 | Permanently Closed | 4000 | Hazardous Substance
EAST PROVIDENCE | MOBIL PIPE LINE COMPANY | 1001 WAMPANOAG TRL | UST-1181 | Industrial | 18 | 1981-12-01 | Permanently Closed | 4000 | Gasoline
EAST PROVIDENCE | MOBIL PIPE LINE COMPANY | 1001 WAMPANOAG TRL | UST-1181 | Industrial | 19 | 1982-12-01 | Permanently Closed | 550 | Waste Oil
EAST PROVIDENCE | MOBIL PIPE LINE COMPANY | 1001 WAMPANOAG TRL | UST-1181 | Industrial | 20 | 1984-10-09 | Permanently Closed | 550 | Unknown
EAST PROVIDENCE | MOBIL PIPE LINE COMPANY | 1001 WAMPANOAG TRL | UST-1181 | Industrial | 21 | 1984-10-09 | Permanently Closed | 1000 | Unknown
EAST PROVIDENCE | MODERN TOBACCO | 65-67 NEWPORT AVE | UST-15831 | Commercials | 1 | 1984-10-09 | Permanently Closed | 1000 | Heating Oil No.2
EAST PROVIDENCE | MONTELEONE COMMERCIAL BUILDING | 336 WILLET AVE | UST-4043 | Commercials | 1 | 1984-10-09 | Permanently Closed | 500 | Heating Oil No.2
EAST PROVIDENCE | MORTON INTERNATIONAL | KING PHILLIP RD | UST-16208 | Commercials | 1 | 1984-10-09 | Permanently Closed | 1000 | Heating Oil No.2
EAST PROVIDENCE | NARRAGANSETT TERRACE YACHT CLUB | 250 RIVER SIDE DR | UST-15492 | Commercials | 1 | 1984-10-09 | Permanently Closed | 1000 | Gasoline
EAST PROVIDENCE | NATIONAL LAMINATING, INC. | 165 AMARAL ST | UST-18251 | Industrial | 1 | 1984-10-09 | Permanently Closed | 1000 | Heating Oil No.2
EAST PROVIDENCE | NATIONAL PROPERTIES | 268 PAWTUCKET AVE | UST-15140 | Commercials | 1 | 1984-10-09 | Permanently Closed | 2000 | Gasoline
EAST PROVIDENCE | NATIONAL PROPERTIES | 268 PAWTUCKET AVE | UST-15140 | Commercials | 2 | 1984-10-09 | Permanently Closed | 2000 | Gasoline
EAST PROVIDENCE | NATIONAL PROPERTIES | 268 PAWTUCKET AVE | UST-15140 | Commercials | 3 | 1984-10-09 | Permanently Closed | 550 | Waste Oil
EAST PROVIDENCE | NCR CORPORATION | 60 CATAMORE BLVD | UST-15612 | Industrial | 1 | 1984-10-09 | Permanently Closed | 1000 | Hazardous Substance
EAST PROVIDENCE | NCR CORPORATION | 60 CATAMORE BLVD | UST-15612 | Industrial | 2 | 1984-10-09 | Permanently Closed | 5000 | Heating Oil No.2
EAST PROVIDENCE | NECG #68607 | 230 MASSASOIT AVE | UST-443 | Gasoline Station | 1 | 1968-04-01 | Permanently Closed | 4000 | Gasoline
EAST PROVIDENCE | NECG #68607 | 230 MASSASOIT AVE | UST-443 | Gasoline Station | 2 | 1990-12-01 | Permanently Closed | 10000 | Gasoline | Double Walled
EAST PROVIDENCE | NECG #68607 | 230 MASSASOIT AVE | UST-443 | Gasoline Station | 3 | 1968-04-01 | Permanently Closed | 4000 | Gasoline
EAST PROVIDENCE | NECG #68607 | 230 MASSASOIT AVE | UST-443 | Gasoline Station | 4 | 1990-12-01 | Permanently Closed | 8000 | Gasoline | Double Walled
EAST PROVIDENCE | NECG #68607 | 230 MASSASOIT AVE | UST-443 | Gasoline Station | 5 | 1968-04-01 | Permanently Closed | 4000 | Gasoline
EAST PROVIDENCE | NECG #68607 | 230 MASSASOIT AVE | UST-443 | Gasoline Station | 6 | 1990-12-01 | Permanently Closed | 6000 | Gasoline | Double Walled
EAST PROVIDENCE | NECG #68607 | 230 MASSASOIT AVE | UST-443 | Gasoline Station | 7 | 1974-04-01 | Permanently Closed | 4000 | Gasoline
EAST PROVIDENCE | NECG #68607 | 230 MASSASOIT AVE | UST-443 | Gasoline Station | 8 | 1968-04-01 | Permanently Closed | 550 | Waste Oil
EAST PROVIDENCE | NECG #68607 | 230 MASSASOIT AVE | UST-443 | Gasoline Station | 9 | 1988-05-01 | Permanently Closed | 500 | Waste Oil | Double Walled
EAST PROVIDENCE | NECG #68607 | 230 MASSASOIT AVE | UST-443 | Gasoline Station | 10 | 1968-04-01 | Permanently Closed | 550 | Heating Oil No.2
EAST PROVIDENCE | NEIGHBORHOOD WORKS AT BLACKSTONE RIVER VALLEY | 15 IVY STREET | UST-5030 | Multiple Residence | 1 | null | Permanently Closed | 3000 | Unknown
EAST PROVIDENCE | NEW ENGLAND REAGENT LABORATORY | 14 ALMEIDA AVE | UST-2378 | Commercials | 1 | 1967-05-01 | Permanently Closed | 2000 | Kerosene
EAST PROVIDENCE | NEW ENGLAND REPOSSESION | 338 MASSASSOIT AVE | UST-15589 | Industrial | 1 | 1984-10-09 | Permanently Closed | 1000 | Gasoline
EAST PROVIDENCE | NEW ENGLAND REPOSSESION | 338 MASSASSOIT AVE | UST-15589 | Industrial | 2 | 1984-10-09 | Permanently Closed | 3000 | Gasoline
EAST PROVIDENCE | NEW ENGLAND REPOSSESION | 338 MASSASSOIT AVE | UST-15589 | Industrial | 3 | 1984-10-09 | Permanently Closed | 5000 | Gasoline
EAST PROVIDENCE | NEW ENGLAND TELEPHONE | 1955 PAWTUCKET AVE | UST-2915 | Commercials | 1 | 1971-11-01 | Permanently Closed | 1000 | Diesel
EAST PROVIDENCE | NEWMAN CONG'L CHURCH | NEWMAN AVE | UST-1729 | Other | 1 | 1970-04-01 | Permanently Closed | 10000 | Heating Oil No.2
EAST PROVIDENCE | NEWMAN CONG'L CHURCH | NEWMAN AVE | UST-1729 | Other | 2 | 1984-10-09 | Permanently Closed | 2000 | Heating Oil No.2
EAST PROVIDENCE | NHS LINEN RENTAL | 15 JEFFERSON AVE | UST-15178 | Industrial | 1 | 1984-10-09 | Permanently Closed | 1500 | Gasoline
EAST PROVIDENCE | NHS LINEN RENTAL | 15 JEFFERSON AVE | UST-15178 | Industrial | 2 | 1984-10-09 | Permanently Closed | 10000 | Diesel
EAST PROVIDENCE | NHS LINEN RENTAL | 15 JEFFERSON AVE | UST-15178 | Industrial | 3 | 1984-10-09 | Permanently Closed | 10000 | Gasoline
EAST PROVIDENCE | NHS LINEN RENTAL | 15 JEFFERSON AVE | UST-15178 | Industrial | 4 | 1984-10-09 | Permanently Closed | 20000 | Heating Oil No.2
EAST PROVIDENCE | NICOLSON CUTTER GRINDING & SUPPLY CO., INC. | 300 FERRIS AVE | UST-18813 | Commercials | 1 | 1984-10-09 | Permanently Closed | 1000 | Unknown
EAST PROVIDENCE | NIGHTINGALE STEEL PROPERTY (FORMERLY) | 9 DENELLEN RD | UST-18780 | Commercials | 1 | 1984-10-09 | Permanently Closed | 2000 | Unknown
EAST PROVIDENCE | NIGHTINGALE STEEL PROPERTY (FORMERLY) | 9 DENELLEN RD | UST-18780 | Commercials | 2 | 1984-10-09 | Permanently Closed | 5200 | Unknown
EAST PROVIDENCE | NIGHTINGALE STEEL PROPERTY (FORMERLY) | 9 DENELLEN RD | UST-18780 | Commercials | 3 | 1984-10-09 | Permanently Closed | 1000 | Unknown
EAST PROVIDENCE | NORTH AMERICAN SHOE | 895 WARREN AVE | UST-2948 | Commercials | 1 | 1978-08-01 | In Use | 2000 | Heating Oil No.2
EAST PROVIDENCE | NORTHEAST LASER IMAGE | 1 OFFICE PKWY | UST-1960 | Commercials | 1 | 1972-07-01 | Permanently Closed | 1000 | Heating Oil No.2
EAST PROVIDENCE | OLD BOB'S MOBIL STATION | 3477 PAWTUCKET AVE | UST-3863 | Commercials | 1 | 1984-10-09 | Permanently Closed | 1000 | Heating Oil No.2
EAST PROVIDENCE | OLD DOG POUND | ENGINE ST | UST-1446 | City/Town Government | 1 | 1984-10-09 | Permanently Closed | 275 | Heating Oil No.2
EAST PROVIDENCE | OLD KING RICHARDS AUTO | 715 WARREN AVE | UST-15079 | Commercials | 1 | 1984-10-09 | Permanently Closed | 5000 | Gasoline
EAST PROVIDENCE | OLD KING RICHARDS AUTO | 715 WARREN AVE | UST-15079 | Commercials | 2 | 1984-10-09 | Permanently Closed | 5000 | Gasoline
EAST PROVIDENCE | OLD KING RICHARDS AUTO | 715 WARREN AVE | UST-15079 | Commercials | 3 | 1984-10-09 | Permanently Closed | 550 | Waste Oil
EAST PROVIDENCE | OLD WATER DEPARTMENT SITE | HUNTS MILL RD | UST-1442 | City/Town Government | 1 | 1984-10-09 | Permanently Closed | 1000 | Heating Oil No.2
EAST PROVIDENCE | OLD WATER DEPARTMENT SITE | HUNTS MILL RD | UST-1442 | City/Town Government | 2 | 1984-10-09 | Permanently Closed | 275 | Waste Oil
EAST PROVIDENCE | OLDHAM SCHOOL | 640 BULLOCKS POINT AVE | UST-1692 | Education - Town | 1 | 1984-10-09 | Permanently Closed | 2000 | Heating Oil No.2
EAST PROVIDENCE | OLDHAM SCHOOL | 640 BULLOCKS POINT AVE | UST-1692 | Education - Town | 2 | 1984-10-09 | Permanently Closed | 6000 | Heating Oil No.2 | Single Walled
EAST PROVIDENCE | OMEGA PUMP STATION | DEXTER RD | UST-16454 | State Government | 1 | 1984-10-09 | Permanently Closed | 1500 | Heating Oil No.2
EAST PROVIDENCE | ORCHARD VIEW MANOR, INC. | 135 TRIPPS LN | UST-2276 | Commercials | 1 | 1984-10-09 | Permanently Closed | 2000 | Heating Oil No.2 | Double Walled
EAST PROVIDENCE | ORCHARD VIEW MANOR, INC. | 135 TRIPPS LN | UST-2276 | Commercials | 2 | 1996-04-01 | Permanently Closed | 2000 | Diesel
EAST PROVIDENCE | ORGANIC DYESTUFFS CORPORATION | 65 VALLEY ST | UST-16869 | Industrial | 1 | 1984-10-09 | Permanently Closed | 1000 | Heating Oil No.2
EAST PROVIDENCE | ORLO AVENUE SCHOOL | 25 ORLO AVE | UST-3488 | Education - Town | 1 | 1972-01-01 | In Use | 5000 | Heating Oil No.4
EAST PROVIDENCE | OUR LADY OF LORETO CHURCH | 346 WATERMAN AVE | UST-2076 | Other | 1 | 1984-10-09 | Permanently Closed | 5000 | Heating Oil No.2
EAST PROVIDENCE | OWENS OIL | 54 WHAT CHEER RD | UST-15106 | Gasoline Station | 1 | 1984-10-09 | Permanently Closed | 500 | Heating Oil No.2
EAST PROVIDENCE | PACHECO RESIDENTIAL PROPERTY | 21 PICKETT RD | UST-4453 | Commercials | 1 | 1984-10-09 | Permanently Closed | 2000 | Heating Oil No.2
EAST PROVIDENCE | PAOLINO COMMERCIAL PROPERTY | 400 WAMPANOAG TRL | UST-3955 | Commercials | 1 | 1984-10-09 | Permanently Closed | 1000 | Other
EAST PROVIDENCE | PARTS PLUS ENTERPRISE, LLC | 969 BROADWAY | UST-3776 | Commercials | 1 | 1984-10-09 | Permanently Closed | 1000 | Gasoline
EAST PROVIDENCE | PARTS PLUS ENTERPRISE, LLC | 969 BROADWAY | UST-3776 | Commercials | 2 | 1984-10-09 | Permanently Closed | 1000 | Heating Oil No.2
EAST PROVIDENCE | PEPSI-COLA BOTTLING GROUP | 3350 PAWTUCKET AVE | UST-1248 | Commercials | 1 | 1979-05-01 | Permanently Closed | 10000 | Diesel
EAST PROVIDENCE | PEPSI-COLA BOTTLING GROUP | 3350 PAWTUCKET AVE | UST-1248 | Commercials | 2 | 1979-05-01 | Permanently Closed | 10000 | Diesel
EAST PROVIDENCE | PEPSI-COLA BOTTLING GROUP | 3350 PAWTUCKET AVE | UST-1248 | Commercials | 3 | 1979-05-01 | Permanently Closed | 10000 | Gasoline
EAST PROVIDENCE | PEPSI-COLA BOTTLING GROUP | 3350 PAWTUCKET AVE | UST-1248 | Commercials | 4 | 1979-05-01 | Permanently Closed | 275 | Waste Oil
EAST PROVIDENCE | PERRY BUILDING | 589 WARREN AVE | UST-4328 | Commercials | 1 | 1971-01-02 | In Use | 1000 | Heating Oil No.2
EAST PROVIDENCE | PETER MORLEY (COMMERCIAL PROPERTY) | 930 WATERMAN AVE | UST-18170 | Commercials | 1 | 1984-10-09 | Permanently Closed | 1000 | Heating Oil No.2
EAST PROVIDENCE | PETRO PLUS SERVICE STATION | 2851 PAWTUCKET AVE | UST-3254 | Gasoline Station | 1 | 1980-05-01 | Permanently Closed | 10000 | Gasoline | Single Walled
EAST PROVIDENCE | PETRO PLUS SERVICE STATION | 2851 PAWTUCKET AVE | UST-3254 | Gasoline Station | 2 | 1980-05-01 | Permanently Closed | 10000 | Gasoline | Single Walled
EAST PROVIDENCE | PETRO PLUS SERVICE STATION | 2851 PAWTUCKET AVE | UST-3254 | Gasoline Station | 3 | 1980-05-01 | Permanently Closed | 8000 | Gasoline | Single Walled
EAST PROVIDENCE | PETRO PLUS SERVICE STATION | 2851 PAWTUCKET AVE | UST-3254 | Gasoline Station | 4 | 1984-10-09 | Permanently Closed | 550 | Heating Oil No.2
EAST PROVIDENCE | PETRO PLUS SERVICE STATION | 2851 PAWTUCKET AVE | UST-3254 | Gasoline Station | 5 | 1984-10-09 | Permanently Closed | 550 | Waste Oil
EAST PROVIDENCE | PETRO PLUS SERVICE STATION | 2851 PAWTUCKET AVE | UST-3254 | Gasoline Station | 6 | 2017-11-22 | In Use | 12000 | Gasoline | Double Walled | 1996-12-05
EAST PROVIDENCE | PETRO PLUS SERVICE STATION | 2851 PAWTUCKET AVE | UST-3254 | Gasoline Station | 7 | 2017-11-22 | In Use | 8000 | Gasoline | Double Walled | 1996-12-05
EAST PROVIDENCE | POVAR ANIMAL HOSPITAL | 15 FIRST ST | UST-18845 | Commercials | 1 | 1984-10-09 | Permanently Closed | 1000 | Unknown
EAST PROVIDENCE | PRECISION ART COORDINATORS | 22 ALMEIDA AVE | UST-54 | Industrial | 1 | 1976-01-01 | Permanently Closed | 1000 | Heating Oil No.2
EAST PROVIDENCE | PRECISION ART COORDINATORS | 22 ALMEIDA AVE | UST-54 | Industrial | 2 | 1982-01-01 | Permanently Closed | 4000 | Waste Oil | Single Walled
EAST PROVIDENCE | PRIDE PHOTO | 2761 PAWTUCKET AVE | UST-18323 | Commercials | 1 | 1984-10-09 | Permanently Closed | 1000 | Heating Oil No.2
EAST PROVIDENCE | PRIDE PHOTO | 2761 PAWTUCKET AVE | UST-18323 | Commercials | 2 | 1984-10-09 | Permanently Closed | 500 | Heating Oil No.2
EAST PROVIDENCE | PROPERTY 900 LLC | 900 WAMPANOAG TRL | UST-1013 | Gasoline Station | 1 | 1984-06-01 | Permanently Closed | 6000 | Diesel | Single Walled | 1994-09-01
EAST PROVIDENCE | PROPERTY 900 LLC | 900 WAMPANOAG TRL | UST-1013 | Gasoline Station | 2 | 1984-06-01 | Permanently Closed | 8000 | Gasoline | Single Walled | 1994-09-01
EAST PROVIDENCE | PROPERTY 900 LLC | 900 WAMPANOAG TRL | UST-1013 | Gasoline Station | 3 | 1984-06-01 | Permanently Closed | 10000 | Gasoline | Single Walled | 1994-09-01
EAST PROVIDENCE | PROPERTY 900 LLC | 900 WAMPANOAG TRL | UST-1013 | Gasoline Station | 4 | 1965-07-01 | Permanently Closed | 550 | Waste Oil
EAST PROVIDENCE | PROPERTY 900 LLC | 900 WAMPANOAG TRL | UST-1013 | Gasoline Station | 5 | 1965-07-01 | Permanently Closed | 550 | Heating Oil No.2
EAST PROVIDENCE | PROPERTY 900 LLC | 900 WAMPANOAG TRL | UST-1013 | Gasoline Station | 6 | 1994-09-01 | In Use | 10000 | Gasoline | Double Walled | 1994-09-01
EAST PROVIDENCE | PROPERTY 900 LLC | 900 WAMPANOAG TRL | UST-1013 | Gasoline Station | 7 | 2017-10-18 | In Use | 5000 | Diesel | Double Walled | 2017-10-23
EAST PROVIDENCE | PROPERTY 900 LLC | 900 WAMPANOAG TRL | UST-1013 | Gasoline Station | 8 | 2017-10-18 | In Use | 7000 | Gasoline | Double Walled | 1994-09-01
EAST PROVIDENCE | PROPERTY 900 LLC | 900 WAMPANOAG TRL | UST-1013 | Gasoline Station | 9 | 2017-10-18 | In Use | 10000 | Gasoline | Double Walled | 1994-09-01
EAST PROVIDENCE | PROVIDENCE COUNTRY DAY SCHOOL | 2117 PAWTUCKET AVE | UST-3516 | Education Private | 1 | 1971-01-01 | Permanently Closed | 10000 | Heating Oil No.4
EAST PROVIDENCE | PROVIDENCE COUNTRY DAY SCHOOL | 660 WATERMAN AVE | UST-19239 | Education Private | 1 | 1984-10-09 | Permanently Closed | 10000 | Heating Oil No.4
EAST PROVIDENCE | QUANTIC EVANS | 72 BOYD AVE | UST-18493 | Commercials | 1 | 1984-10-09 | Permanently Closed | 1000 | Diesel
EAST PROVIDENCE | QUANTIC EVANS | 72 BOYD AVE | UST-18493 | Commercials | 2 | 1984-10-09 | Permanently Closed | 500 | Heating Oil No.2
EAST PROVIDENCE | R.F. GEISSER & ASSOCIATES, INC. | 120 PERSHING AVE | UST-15137 | Industrial | 1 | 1971-03-01 | Permanently Closed | 2000 | Gasoline
EAST PROVIDENCE | R.I. CUTTER AND GRINDING CO. | 7 INDUSTRIAL WAY | UST-19117 | Commercials | 1 | 1984-10-09 | Permanently Closed | 500 | Heating Oil No.2
EAST PROVIDENCE | RED BRIDGE PROPERTY | 1 WATERMAN AVE | UST-16775 | Other | 1 | 1984-10-09 | Permanently Closed | 1000 | Heating Oil No.2
EAST PROVIDENCE | RESIDENT | 22 PATTON RD | UST-3318 | Commercials | 1 | 1950-03-01 | Permanently Closed | 1000 | Heating Oil No.2
EAST PROVIDENCE | RHODE ISLAND HOSPITAL TRUST BANK | 184 TAUNTON AVE | UST-16941 | Other | 1 | 1984-10-09 | Permanently Closed | 500 | Heating Oil No.2
EAST PROVIDENCE | RHODE ISLAND TRUCK CENTER, LLC | 155 AMARAL ST | UST-1378 | Commercials | 1 | 1965-05-01 | Permanently Closed | 10000 | Diesel
EAST PROVIDENCE | RHODE ISLAND TRUCK CENTER, LLC | 155 AMARAL ST | UST-1378 | Commercials | 2 | 1965-08-01 | Permanently Closed | 5000 | Diesel
EAST PROVIDENCE | RHODE ISLAND TRUCK CENTER, LLC | 155 AMARAL ST | UST-1378 | Commercials | 3 | 1965-08-01 | Permanently Closed | 5000 | Diesel
EAST PROVIDENCE | RHODE ISLAND TRUCK CENTER, LLC | 155 AMARAL ST | UST-1378 | Commercials | 4 | 1984-10-09 | Permanently Closed | 1000 | Heating Oil No.2
EAST PROVIDENCE | RHODE ISLAND TRUCK CENTER, LLC | 155 AMARAL ST | UST-1378 | Commercials | 5 | 1998-04-15 | Temporarily Closed | 20000 | Diesel | Double Walled
EAST PROVIDENCE | RI FORGING & STEEL | BOURNE AVE | UST-15333 | Industrial | 1 | 1984-10-09 | Permanently Closed | 2000 | Gasoline
EAST PROVIDENCE | RI HOSPITAL TRUST | 255 NEWPORT AVE | UST-15062 | Other | 1 | 1984-10-09 | Permanently Closed | 550 | Waste Oil
EAST PROVIDENCE | RI HOSPITAL TRUST | 255 NEWPORT AVE | UST-15062 | Other | 2 | 1984-10-09 | Permanently Closed | 550 | Heating Oil No.2
EAST PROVIDENCE | RIVERSIDE CLEANERS CO., INC. | 960 WILLET AVE | UST-16453 | Commercials | 1 | 1984-10-09 | Permanently Closed | 1000 | Heating Oil No.2
EAST PROVIDENCE | RIVERSIDE CLEANERS CO., INC. | 960 WILLET AVE | UST-16453 | Commercials | 2 | 1984-10-09 | Permanently Closed | 1000 | Other
EAST PROVIDENCE | RIVERSIDE EZ-MART | 973 WILLETT AVE | UST-1229 | Gasoline Station | 1 | 1973-10-01 | Permanently Closed | 4000 | Gasoline
EAST PROVIDENCE | RIVERSIDE EZ-MART | 973 WILLETT AVE | UST-1229 | Gasoline Station | 2 | 1956-10-01 | Permanently Closed | 4000 | Gasoline
EAST PROVIDENCE | RIVERSIDE EZ-MART | 973 WILLETT AVE | UST-1229 | Gasoline Station | 3 | 1956-10-01 | Permanently Closed | 3000 | Gasoline
EAST PROVIDENCE | RIVERSIDE EZ-MART | 973 WILLETT AVE | UST-1229 | Gasoline Station | 4 | 1956-10-01 | Permanently Closed | 3000 | Gasoline
EAST PROVIDENCE | RIVERSIDE EZ-MART | 973 WILLETT AVE | UST-1229 | Gasoline Station | 5 | 1986-10-01 | Permanently Closed | 6000 | Diesel | Single Walled
EAST PROVIDENCE | RIVERSIDE EZ-MART | 973 WILLETT AVE | UST-1229 | Gasoline Station | 6 | 1984-10-09 | Permanently Closed | 550 | Heating Oil No.2
EAST PROVIDENCE | RIVERSIDE EZ-MART | 973 WILLETT AVE | UST-1229 | Gasoline Station | 7 | 1984-10-09 | Permanently Closed | 550 | Waste Oil
EAST PROVIDENCE | RIVERSIDE EZ-MART | 973 WILLETT AVE | UST-1229 | Gasoline Station | 8 | 1991-05-01 | In Use | 8000 | Gasoline | Double Walled | 2015-08-11
EAST PROVIDENCE | RIVERSIDE EZ-MART | 973 WILLETT AVE | UST-1229 | Gasoline Station | 9 | 1991-05-01 | In Use | 8000 | Gasoline | Double Walled | 2015-08-11
EAST PROVIDENCE | RIVERSIDE EZ-MART | 973 WILLETT AVE | UST-1229 | Gasoline Station | 10 | 1991-05-01 | In Use | 6000 | Gasoline | Double Walled | 2015-08-11
EAST PROVIDENCE | RIVERSIDE GAS AND AUTO | 3393 PAWTUCKET AVE | UST-2989 | Gasoline Station | 1 | 1970-08-01 | Permanently Closed | 4000 | Gasoline
EAST PROVIDENCE | RIVERSIDE GAS AND AUTO | 3393 PAWTUCKET AVE | UST-2989 | Gasoline Station | 2 | 1970-08-01 | Permanently Closed | 4000 | Gasoline
EAST PROVIDENCE | RIVERSIDE GAS AND AUTO | 3393 PAWTUCKET AVE | UST-2989 | Gasoline Station | 3 | 1970-08-01 | Permanently Closed | 4000 | Gasoline
EAST PROVIDENCE | RIVERSIDE GAS AND AUTO | 3393 PAWTUCKET AVE | UST-2989 | Gasoline Station | 4 | 1984-10-09 | Permanently Closed | 550 | Heating Oil No.2
EAST PROVIDENCE | RIVERSIDE GAS AND AUTO | 3393 PAWTUCKET AVE | UST-2989 | Gasoline Station | 5 | 1984-10-09 | Permanently Closed | 550 | Waste Oil
EAST PROVIDENCE | RIVERSIDE GAS AND AUTO | 3393 PAWTUCKET AVE | UST-2989 | Gasoline Station | 6 | 1999-09-14 | In Use | 8000 | Gasoline | Double Walled | 2022-03-02
EAST PROVIDENCE | RIVERSIDE GAS AND AUTO | 3393 PAWTUCKET AVE | UST-2989 | Gasoline Station | 7 | 1999-09-14 | In Use | 6000 | Gasoline | Double Walled | 2022-03-02
EAST PROVIDENCE | RIVERSIDE HOUSE | 1061 WILLETT AVE | UST-18868 | Other | 1 | 1984-10-09 | Permanently Closed | 500 | Diesel
EAST PROVIDENCE | RIVERSIDE JR. HIGH SCHOOL | 179 FORBES ST | UST-3487 | Education - Town | 1 | 1966-01-01 | Permanently Closed | 12000 | Heating Oil No.4
EAST PROVIDENCE | RIVERSIDE KITCHEN NY SYSTEM | 467 WILLETT AVE | UST-4566 | Commercials | 1 | 2001-04-21 | Permanently Closed | 500 | Heating Oil No.2
EAST PROVIDENCE | RIVERSIDE MARINE REPAIR & PARTS | 987 WILLETT AVE | UST-2191 | Commercials | 1 | 1966-01-01 | Permanently Closed | 3000 | Gasoline
EAST PROVIDENCE | RIVERSIDE MARINE REPAIR & PARTS | 987 WILLETT AVE | UST-2191 | Commercials | 2 | 1966-01-01 | Permanently Closed | 3000 | Gasoline
EAST PROVIDENCE | RIVERSIDE MARINE REPAIR & PARTS | 987 WILLETT AVE | UST-2191 | Commercials | 3 | 1966-01-01 | Permanently Closed | 4000 | Gasoline
EAST PROVIDENCE | RIVERSIDE MARINE REPAIR & PARTS | 987 WILLETT AVE | UST-2191 | Commercials | 4 | 1966-01-01 | Permanently Closed | 500 | Heating Oil No.2
EAST PROVIDENCE | RIVERSIDE SQUARE 1 | 336 BULLOCKS POINT AVE | UST-4994 | Commercials | 1 | null | Permanently Closed | 1000 | Heating Oil No.2 | Single Walled
EAST PROVIDENCE | ROAST HOUSE RESTAURANT | 40 NEWPORT AVE | UST-19277 | Commercials | 1 | 1984-10-09 | Permanently Closed | 1000 | Heating Oil No.2
EAST PROVIDENCE | RODRIGUES QUALITY AUTO SERVICE, INC. | 405 NORTH BROADWAY | UST-2727 | Gasoline Station | 1 | 1984-10-09 | Permanently Closed | 4000 | Other
EAST PROVIDENCE | RODRIGUES QUALITY AUTO SERVICE, INC. | 405 NORTH BROADWAY | UST-2727 | Gasoline Station | 2 | 1969-05-01 | Permanently Closed | 2000 | Gasoline
EAST PROVIDENCE | RODRIGUES QUALITY AUTO SERVICE, INC. | 405 NORTH BROADWAY | UST-2727 | Gasoline Station | 3 | 1969-05-01 | Permanently Closed | 2000 | Gasoline
EAST PROVIDENCE | RODRIGUES QUALITY AUTO SERVICE, INC. | 405 NORTH BROADWAY | UST-2727 | Gasoline Station | 4 | 1969-05-01 | Permanently Closed | 2000 | Gasoline
EAST PROVIDENCE | RODRIGUES QUALITY AUTO SERVICE, INC. | 405 NORTH BROADWAY | UST-2727 | Gasoline Station | 5 | 1969-05-01 | Permanently Closed | 4000 | Gasoline
EAST PROVIDENCE | RODRIGUES QUALITY AUTO SERVICE, INC. | 405 NORTH BROADWAY | UST-2727 | Gasoline Station | 6 | 1969-05-01 | Permanently Closed | 1000 | Heating Oil No.2
EAST PROVIDENCE | RODRIGUES QUALITY AUTO SERVICE, INC. | 405 NORTH BROADWAY | UST-2727 | Gasoline Station | 7 | 1969-05-01 | Permanently Closed | 500 | Diesel
EAST PROVIDENCE | RODRIGUES QUALITY AUTO SERVICE, INC. | 405 NORTH BROADWAY | UST-2727 | Gasoline Station | 8 | 1990-01-01 | Permanently Closed | 5000 | Gasoline
EAST PROVIDENCE | RODRIGUES QUALITY AUTO SERVICE, INC. | 405 NORTH BROADWAY | UST-2727 | Gasoline Station | 9 | 1990-01-01 | Permanently Closed | 5000 | Gasoline
EAST PROVIDENCE | ROYAL ELECTRIC DIV. OF FL INDUSTRIES | 170 GREENWOOD AVE | UST-1318 | Industrial | 1 | 1968-06-01 | Permanently Closed | 8000 | Heating Oil No.2
EAST PROVIDENCE | ROYAL FUELS | 213 BULLOCKS POINT AVE | UST-2643 | Commercials | 1 | 1967-07-01 | Permanently Closed | 2000 | Heating Oil No.2
EAST PROVIDENCE | ROYAL GAS | 732 WILLETT AVE | UST-454 | Gasoline Station | 1 | 1973-04-01 | Permanently Closed | 6000 | Gasoline
EAST PROVIDENCE | ROYAL GAS | 732 WILLETT AVE | UST-454 | Gasoline Station | 2 | 1973-04-01 | Permanently Closed | 6000 | Gasoline
EAST PROVIDENCE | ROYAL GAS | 732 WILLETT AVE | UST-454 | Gasoline Station | 3 | 1973-04-01 | Permanently Closed | 6000 | Gasoline
EAST PROVIDENCE | ROYAL GAS | 732 WILLETT AVE | UST-454 | Gasoline Station | 4 | 1973-04-01 | Permanently Closed | 1000 | Heating Oil No.2
EAST PROVIDENCE | ROYAL GAS | 732 WILLETT AVE | UST-454 | Gasoline Station | 5 | 1973-04-01 | Permanently Closed | 1000 | Waste Oil
EAST PROVIDENCE | ROYAL GAS | 732 WILLETT AVE | UST-454 | Gasoline Station | 6 | 1992-03-01 | In Use | 10000 | Gasoline | Double Walled | 2019-01-28
EAST PROVIDENCE | ROYAL GAS | 732 WILLETT AVE | UST-454 | Gasoline Station | 7 | 1992-03-01 | In Use | 8000 | Gasoline | Double Walled | 2019-01-28
EAST PROVIDENCE | ROYAL GAS | 732 WILLETT AVE | UST-454 | Gasoline Station | 8 | 1992-03-01 | In Use | 6000 | Gasoline | Double Walled | 2019-01-28
EAST PROVIDENCE | ROYAL PURVEYORS, INC. DBA ROYAL PACKING | 40 HIGHLAND AVE | UST-3669 | Other | 1 | 1984-10-09 | Permanently Closed | 2000 | Gasoline
EAST PROVIDENCE | ROYAL PURVEYORS, INC. DBA ROYAL PACKING | 40 HIGHLAND AVE | UST-3669 | Other | 2 | 1984-10-09 | Permanently Closed | 3000 | Diesel
EAST PROVIDENCE | ROYAL PURVEYORS, INC. DBA ROYAL PACKING | 40 HIGHLAND AVE | UST-3669 | Other | 3 | 1984-10-09 | Permanently Closed | 1000 | Heating Oil No.2
EAST PROVIDENCE | RUMFORD AUTO BODY & RADIATOR WORKS | 111 PERSHING ST | UST-3641 | Commercials | 1 | 1978-06-01 | Permanently Closed | 500 | Heating Oil No.2
EAST PROVIDENCE | RUMFORD CENTER | GREENWOOD & NEWMAN, CORNER OF AVE | UST-19253 | Commercials | 1 | 1990-05-01 | Permanently Closed | 3000 | Heating Oil No.2
EAST PROVIDENCE | RUMFORD CENTER | GREENWOOD & NEWMAN, CORNER OF AVE | UST-19253 | Commercials | 2 | 1985-05-01 | Permanently Closed | 10000 | Heating Oil No.6
EAST PROVIDENCE | RUMFORD CENTER | GREENWOOD & NEWMAN, CORNER OF AVE | UST-19253 | Commercials | 3 | 1984-10-09 | Permanently Closed | 1000 | Gasoline
EAST PROVIDENCE | RUMFORD CENTER | GREENWOOD & NEWMAN, CORNER OF AVE | UST-19253 | Commercials | 4 | 1984-10-09 | Permanently Closed | 20000 | Heating Oil No.4
EAST PROVIDENCE | RUMFORD CENTER | GREENWOOD & NEWMAN, CORNER OF AVE | UST-19253 | Commercials | 5 | 1984-10-09 | Permanently Closed | 25000 | Heating Oil No.6
EAST PROVIDENCE | RUMFORD CENTER | GREENWOOD & NEWMAN, CORNER OF AVE | UST-19253 | Commercials | 6 | 1984-10-09 | Permanently Closed | 25000 | Heating Oil No.6
EAST PROVIDENCE | RUMFORD COURT APARTMENTS | 101 NORTH BROADWAY | UST-4431 | Commercials | 1 | 1984-10-09 | Permanently Closed | 1000 | Heating Oil No.2
EAST PROVIDENCE | RUMFORD COURT APARTMENTS | 101 NORTH BROADWAY | UST-4431 | Commercials | 2 | 1984-10-09 | Permanently Closed | 7500 | Heating Oil No.2
EAST PROVIDENCE | RUMFORD MOBIL SERVICE | 440 PAWTUCKET AVE | UST-1506 | Gasoline Station | 1 | 1968-04-01 | Permanently Closed | 550 | Waste Oil
EAST PROVIDENCE | RUMFORD MOBIL SERVICE | 440 PAWTUCKET AVE | UST-1506 | Gasoline Station | 2 | 1968-04-01 | Permanently Closed | 1000 | Heating Oil No.2
EAST PROVIDENCE | RUMFORD MOBIL SERVICE | 440 PAWTUCKET AVE | UST-1506 | Gasoline Station | 3 | 1968-04-01 | Permanently Closed | 6000 | Gasoline
EAST PROVIDENCE | RUMFORD MOBIL SERVICE | 440 PAWTUCKET AVE | UST-1506 | Gasoline Station | 4 | 1987-07-01 | Permanently Closed | 10000 | Gasoline | Single Walled
EAST PROVIDENCE | RUMFORD MOBIL SERVICE | 440 PAWTUCKET AVE | UST-1506 | Gasoline Station | 5 | 1968-04-01 | Permanently Closed | 6000 | Gasoline
EAST PROVIDENCE | RUMFORD MOBIL SERVICE | 440 PAWTUCKET AVE | UST-1506 | Gasoline Station | 6 | 1987-07-01 | Permanently Closed | 10000 | Gasoline | Single Walled
EAST PROVIDENCE | RUMFORD MOBIL SERVICE | 440 PAWTUCKET AVE | UST-1506 | Gasoline Station | 7 | 1968-04-01 | Permanently Closed | 6000 | Gasoline
EAST PROVIDENCE | RUMFORD MOBIL SERVICE | 440 PAWTUCKET AVE | UST-1506 | Gasoline Station | 8 | 1987-07-01 | Permanently Closed | 10000 | Gasoline | Single Walled
EAST PROVIDENCE | RUMFORD MOBIL SERVICE | 440 PAWTUCKET AVE | UST-1506 | Gasoline Station | 9 | 1987-07-01 | Permanently Closed | 10000 | Gasoline | Single Walled
EAST PROVIDENCE | RUMFORD MOBIL SERVICE | 440 PAWTUCKET AVE | UST-1506 | Gasoline Station | 10 | 1987-07-01 | Permanently Closed | 1000 | Waste Oil
EAST PROVIDENCE | RUMFORD MOBIL SERVICE | 440 PAWTUCKET AVE | UST-1506 | Gasoline Station | 11 | 1987-07-01 | Permanently Closed | 500 | Heating Oil No.2
EAST PROVIDENCE | RUMFORD PLAZA | 200 NEWPORT AVE | UST-15358 | Commercials | 1 | 1984-10-09 | Permanently Closed | 1000 | Diesel
EAST PROVIDENCE | RUMFORD PLAZA | 200 NEWPORT AVE | UST-15358 | Commercials | 2 | null | Permanently Closed | 500 | Heating Oil No.2 | Single Walled
EAST PROVIDENCE | SACRED HEART CHURCH-SCHOOL | 118 TAUNTON AVE | UST-2037 | Education Private | 1 | 1984-10-09 | Permanently Closed | 5000 | Heating Oil No.2
EAST PROVIDENCE | SANTANDER BANK | ONE SOVEREIGN WAY | UST-3592 | Commercials | 1 | 1983-04-01 | In Use | 6000 | Heating Oil No.2
EAST PROVIDENCE | SANTANDER BANK | ONE SOVEREIGN WAY | UST-3592 | Commercials | 2 | 1999-04-27 | Permanently Closed | 6000 | Diesel | Double Walled
EAST PROVIDENCE | SCOTT MOTORS, INC. | 260 NEWPORT AVE | UST-1020 | Commercials | 1 | 1960-04-01 | Permanently Closed | 1500 | Heating Oil No.2
EAST PROVIDENCE | SCOTT MOTORS, INC. | 260 NEWPORT AVE | UST-1020 | Commercials | 2 | 1970-04-01 | Permanently Closed | 1500 | Motor Oil
EAST PROVIDENCE | SCOTT MOTORS, INC. | 260 NEWPORT AVE | UST-1020 | Commercials | 3 | 1970-04-01 | Permanently Closed | 1500 | Motor Oil
EAST PROVIDENCE | SCOTT MOTORS, INC. | 260 NEWPORT AVE | UST-1020 | Commercials | 4 | 1970-04-01 | Permanently Closed | 1500 | Heating Oil No.2
EAST PROVIDENCE | SCOTT MOTORS, INC. | 260 NEWPORT AVE | UST-1020 | Commercials | 5 | 1970-04-01 | Permanently Closed | 1000 | Waste Oil
EAST PROVIDENCE | SEASONS CORNER MARKET NO. 44 (SHELL) | 2200 PAWTUCKET AVE | UST-436 | Gasoline Station | 1 | 1977-04-01 | Permanently Closed | 10000 | Gasoline
EAST PROVIDENCE | SEASONS CORNER MARKET NO. 44 (SHELL) | 2200 PAWTUCKET AVE | UST-436 | Gasoline Station | 2 | 1977-04-01 | Permanently Closed | 10000 | Gasoline
EAST PROVIDENCE | SEASONS CORNER MARKET NO. 44 (SHELL) | 2200 PAWTUCKET AVE | UST-436 | Gasoline Station | 3 | 1977-04-01 | Permanently Closed | 10000 | Gasoline
EAST PROVIDENCE | SEASONS CORNER MARKET NO. 44 (SHELL) | 2200 PAWTUCKET AVE | UST-436 | Gasoline Station | 4 | 1977-04-01 | Permanently Closed | 10000 | Gasoline
EAST PROVIDENCE | SEASONS CORNER MARKET NO. 44 (SHELL) | 2200 PAWTUCKET AVE | UST-436 | Gasoline Station | 5 | 1991-01-01 | Permanently Closed | 10000 | Gasoline | Double Walled | 2002-10-30
EAST PROVIDENCE | SEASONS CORNER MARKET NO. 44 (SHELL) | 2200 PAWTUCKET AVE | UST-436 | Gasoline Station | 6 | 1991-01-01 | Permanently Closed | 10000 | Gasoline | Double Walled | 2002-10-30
EAST PROVIDENCE | SEASONS CORNER MARKET NO. 44 (SHELL) | 2200 PAWTUCKET AVE | UST-436 | Gasoline Station | 7 | 1991-01-01 | Permanently Closed | 10000 | Gasoline | Double Walled | 2002-10-30
EAST PROVIDENCE | SEASONS CORNER MARKET NO. 44 (SHELL) | 2200 PAWTUCKET AVE | UST-436 | Gasoline Station | 8 | 1991-01-01 | Permanently Closed | 10000 | Diesel | Double Walled | 2002-10-30
EAST PROVIDENCE | SEASONS CORNER MARKET NO. 44 (SHELL) | 2200 PAWTUCKET AVE | UST-436 | Gasoline Station | 9 | null | Permanently Closed | 500 | Unknown
EAST PROVIDENCE | SEASONS CORNER MARKET NO. 44 (SHELL) | 2200 PAWTUCKET AVE | UST-436 | Gasoline Station | 10 | 2023-10-18 | In Use | 15000 | Gasoline | Double Walled | 2023-10-26
EAST PROVIDENCE | SEASONS CORNER MARKET NO. 44 (SHELL) | 2200 PAWTUCKET AVE | UST-436 | Gasoline Station | 11 | 2023-10-18 | In Use | 9000 | Gasoline | Double Walled | 2023-10-26
EAST PROVIDENCE | SEASONS CORNER MARKET NO. 44 (SHELL) | 2200 PAWTUCKET AVE | UST-436 | Gasoline Station | 12 | 2023-10-18 | In Use | 6000 | Diesel | Double Walled | 2023-10-26
EAST PROVIDENCE | SHOPPERSTOWN | 575 TAUNTON AVE | UST-4112 | Commercials | 1 | 1984-10-09 | Permanently Closed | 275 | Heating Oil No.2
EAST PROVIDENCE | SILVER SPRING SCHOOL | 120 SILVER SPRING AVE | UST-3489 | Education - Town | 1 | 1971-01-01 | Permanently Closed | 5000 | Heating Oil No.4
EAST PROVIDENCE | SOCRATES ZAFIRIADES | 953 WILLET AVE | UST-3130 | Commercials | 1 | 1984-10-09 | Permanently Closed | 275 | Heating Oil No.2
EAST PROVIDENCE | SOCRATES ZAFIRIADES | 953 WILLET AVE | UST-3130 | Commercials | 2 | 1984-10-09 | Permanently Closed | 6000 | Gasoline
EAST PROVIDENCE | SOCRATES ZAFIRIADES | 953 WILLET AVE | UST-3130 | Commercials | 3 | 1984-10-09 | Permanently Closed | 3000 | Gasoline
EAST PROVIDENCE | SOCRATES ZAFIRIADES | 953 WILLET AVE | UST-3130 | Commercials | 4 | 1984-10-09 | Permanently Closed | 3000 | Gasoline
EAST PROVIDENCE | SOCRATES ZAFIRIADES | 953 WILLET AVE | UST-3130 | Commercials | 5 | 1984-10-09 | Permanently Closed | 2000 | Gasoline
EAST PROVIDENCE | SOCRATES ZAFIRIADES | 953 WILLET AVE | UST-3130 | Commercials | 6 | 1984-10-09 | Permanently Closed | 1000 | Gasoline
EAST PROVIDENCE | SPEEDWAY | 33 CURTIS ST | UST-4290 | Commercials | 1 | 1984-10-09 | Permanently Closed | 500 | Heating Oil No.2
EAST PROVIDENCE | SPOTLESS CLEANERS | 82 NEWPORT AVE | UST-15664 | Commercials | 1 | 1964-03-01 | Permanently Closed | 1000 | Heating Oil No.2
EAST PROVIDENCE | ST. ANGELO BUICK-PONTIAC-GMC | 500 TAUNTON AVE | UST-1011 | Commercials | 1 | 1984-10-09 | Permanently Closed | 250 | Waste Oil
EAST PROVIDENCE | ST. ANGELO BUICK-PONTIAC-GMC | 500 TAUNTON AVE | UST-1011 | Commercials | 2 | 1992-01-01 | Permanently Closed | 2000 | Gasoline | Double Walled
EAST PROVIDENCE | ST. BRENDAN'S CHURCH | 60 TURNER AVE | UST-2075 | Other | 1 | 1956-09-01 | In Use | 10000 | Heating Oil No.2 | Single Walled
EAST PROVIDENCE | ST. BRENDAN'S CHURCH | 60 TURNER AVE | UST-2075 | Other | 2 | 1961-06-01 | Permanently Closed | 2000 | Heating Oil No.2
EAST PROVIDENCE | ST. BRENDAN'S CHURCH | 60 TURNER AVE | UST-2075 | Other | 3 | 1967-08-01 | In Use | 2000 | Heating Oil No.2 | Single Walled
EAST PROVIDENCE | ST. BRENDAN'S CHURCH | 60 TURNER AVE | UST-2075 | Other | 4 | 1967-08-01 | Permanently Closed | 5000 | Heating Oil No.2
EAST PROVIDENCE | ST. FRANCIS XAVIER CHURCH CORP. | 81 NO. CARPENTER ST | UST-1670 | Other | 1 | 1983-04-01 | In Use | 2000 | Heating Oil No.2
EAST PROVIDENCE | ST. FRANCIS XAVIER SCHOOL | 81 NO. CARPENTER ST | UST-3559 | Education Private | 1 | 1958-02-01 | In Use | 5000 | Heating Oil No.4
EAST PROVIDENCE | ST. MARGARET'S PARISH | 1098 PAWTUCKET AVE | UST-15681 | Other | 1 | 1984-10-09 | Permanently Closed | 2000 | Heating Oil No.2
EAST PROVIDENCE | ST. MARGARET'S PARISH | 1098 PAWTUCKET AVE | UST-15681 | Other | 2 | 1984-10-09 | Permanently Closed | 200 | Unknown
EAST PROVIDENCE | ST. MARGARET'S SCHOOL | 42 BISHOP AVE | UST-2064 | Other | 1 | 1954-06-01 | Permanently Closed | 5000 | Heating Oil No.2
EAST PROVIDENCE | ST. MARKS EPISCOPAL CHURCH | 10 TURNER AVE | UST-4242 | Commercials | 1 | 1984-10-09 | Permanently Closed | 1000 | Heating Oil No.2
EAST PROVIDENCE | ST. MARY ACADEMY BAY VIEW | 3070 PAWTUCKET AVE | UST-2042 | Education Private | 1 | 1951-05-01 | Permanently Closed | 2000 | Heating Oil No.2
EAST PROVIDENCE | ST. MARY ACADEMY BAY VIEW | 3070 PAWTUCKET AVE | UST-2042 | Education Private | 2 | 1951-05-01 | Permanently Closed | 10000 | Heating Oil No.6
EAST PROVIDENCE | ST. MARY ACADEMY BAY VIEW | 3070 PAWTUCKET AVE | UST-2042 | Education Private | 3 | 1984-10-09 | Permanently Closed | 55 | Gasoline
EAST PROVIDENCE | ST. MARY ACADEMY BAY VIEW | 3070 PAWTUCKET AVE | UST-2042 | Education Private | 4 | 2003-09-29 | In Use | 8000 | Heating Oil No.2 | Double Walled
EAST PROVIDENCE | STANLEY ENGINEERING, INC. | 360 TAUNTON AVE | UST-4615 | Farm | 1 | 1984-10-09 | Permanently Closed | 1500 | Heating Oil No.2
EAST PROVIDENCE | STRINGFELLOW | 161 HAMILTON ST | UST-1255 | Private Residence | 1 | 1976-07-01 | Permanently Closed | 2000 | Heating Oil No.2
EAST PROVIDENCE | SUCCESS REALTY | 1990 PAWTUCKET AVE | UST-2647 | Commercials | 1 | 1984-10-09 | Permanently Closed | 2000 | Heating Oil No.2
EAST PROVIDENCE | SUNOCO | 481 WARREN AVE | UST-642 | Gasoline Station | 1 | 1971-09-01 | Permanently Closed | 6000 | Gasoline
EAST PROVIDENCE | SUNOCO | 481 WARREN AVE | UST-642 | Gasoline Station | 2 | 1994-01-05 | In Use | 10000 | Diesel | Double Walled | 2022-03-21
EAST PROVIDENCE | SUNOCO | 481 WARREN AVE | UST-642 | Gasoline Station | 3 | 1971-09-01 | Permanently Closed | 6000 | Gasoline
EAST PROVIDENCE | SUNOCO | 481 WARREN AVE | UST-642 | Gasoline Station | 4 | 1994-01-05 | In Use | 15000 | Gasoline | Double Walled | 2022-03-21
EAST PROVIDENCE | SUNOCO | 481 WARREN AVE | UST-642 | Gasoline Station | 5 | 1971-09-01 | Permanently Closed | 6000 | Gasoline
EAST PROVIDENCE | SUNOCO | 481 WARREN AVE | UST-642 | Gasoline Station | 6 | 1994-01-05 | In Use | 15000 | Gasoline | Double Walled | 2022-03-21
EAST PROVIDENCE | SUNOCO | 481 WARREN AVE | UST-642 | Gasoline Station | 7 | 1981-09-01 | Permanently Closed | 6000 | Diesel
EAST PROVIDENCE | SUNOCO | 481 WARREN AVE | UST-642 | Gasoline Station | 8 | 1972-09-01 | Permanently Closed | 1000 | Heating Oil No.2
EAST PROVIDENCE | SUNOCO | 481 WARREN AVE | UST-642 | Gasoline Station | 9 | 1972-09-01 | Permanently Closed | 1000 | Waste Oil
EAST PROVIDENCE | SUS CHEMICAL | 10 DEXTER RD | UST-15245 | Industrial | 1 | 1984-10-09 | Permanently Closed | 5000 | Heating Oil No.2
EAST PROVIDENCE | TALGWOOD | 472 BULLOCKS POINT | UST-15163 | Commercials | 1 | 1984-10-09 | Permanently Closed | 4000 | Gasoline
EAST PROVIDENCE | TALGWOOD | 472 BULLOCKS POINT | UST-15163 | Commercials | 2 | 1984-10-09 | Permanently Closed | 3000 | Gasoline
EAST PROVIDENCE | TALGWOOD | 472 BULLOCKS POINT | UST-15163 | Commercials | 3 | 1984-10-09 | Permanently Closed | 3000 | Gasoline
EAST PROVIDENCE | TALGWOOD | 472 BULLOCKS POINT | UST-15163 | Commercials | 4 | 1984-10-09 | Permanently Closed | 3000 | Gasoline
EAST PROVIDENCE | TASCO CORPORATION | 37 TRIPPS LN | UST-4771 | Industrial | 1 | 1984-10-09 | Permanently Closed | 500 | Heating Oil No.2 | Single Walled
EAST PROVIDENCE | TAUNTON AVENUE IRVING | 155 TAUNTON AVE | UST-902 | Gasoline Station | 1 | 1958-04-01 | Permanently Closed | 3000 | Gasoline
EAST PROVIDENCE | TAUNTON AVENUE IRVING | 155 TAUNTON AVE | UST-902 | Gasoline Station | 2 | 1958-04-01 | Permanently Closed | 3000 | Gasoline
EAST PROVIDENCE | TAUNTON AVENUE IRVING | 155 TAUNTON AVE | UST-902 | Gasoline Station | 3 | 1986-08-01 | Permanently Closed | 10000 | Gasoline | Single Walled
EAST PROVIDENCE | TAUNTON AVENUE IRVING | 155 TAUNTON AVE | UST-902 | Gasoline Station | 4 | 1958-04-01 | Permanently Closed | 3000 | Gasoline
EAST PROVIDENCE | TAUNTON AVENUE IRVING | 155 TAUNTON AVE | UST-902 | Gasoline Station | 5 | 1986-08-01 | Permanently Closed | 10000 | Gasoline | Single Walled
EAST PROVIDENCE | TAUNTON AVENUE IRVING | 155 TAUNTON AVE | UST-902 | Gasoline Station | 6 | 1958-04-01 | Permanently Closed | 8000 | Gasoline
EAST PROVIDENCE | TAUNTON AVENUE IRVING | 155 TAUNTON AVE | UST-902 | Gasoline Station | 7 | 1986-08-01 | Permanently Closed | 10000 | Gasoline | Single Walled
EAST PROVIDENCE | TAUNTON AVENUE IRVING | 155 TAUNTON AVE | UST-902 | Gasoline Station | 8 | 1958-04-01 | Permanently Closed | 550 | Heating Oil No.2
EAST PROVIDENCE | TAUNTON AVENUE IRVING | 155 TAUNTON AVE | UST-902 | Gasoline Station | 9 | 1986-08-01 | Permanently Closed | 550 | Heating Oil No.2
EAST PROVIDENCE | TAUNTON AVENUE IRVING | 155 TAUNTON AVE | UST-902 | Gasoline Station | 10 | 1958-04-01 | Permanently Closed | 550 | Waste Oil
EAST PROVIDENCE | TAUNTON AVENUE IRVING | 155 TAUNTON AVE | UST-902 | Gasoline Station | 11 | 2018-06-20 | In Use | 10000 | Gasoline | Double Walled | 2018-07-06
EAST PROVIDENCE | TAUNTON AVENUE IRVING | 155 TAUNTON AVE | UST-902 | Gasoline Station | 12 | 2018-06-20 | In Use | 10000 | Gasoline | Double Walled | 2018-07-06
EAST PROVIDENCE | TAUNTON AVENUE IRVING | 155 TAUNTON AVE | UST-902 | Gasoline Station | 13 | 2018-06-20 | In Use | 6000 | Gasoline | Double Walled | 2018-07-06
EAST PROVIDENCE | TAUNTON AVENUE IRVING | 155 TAUNTON AVE | UST-902 | Gasoline Station | 14 | 2018-06-20 | In Use | 4000 | Diesel | Double Walled | 2018-07-06
EAST PROVIDENCE | THE COMEDY CONNECTION | 39 WARREN AVE | UST-4568 | Commercials | 1 | 1984-10-09 | Permanently Closed | 1000 | Heating Oil No.2
EAST PROVIDENCE | THE FAIR | 617 WARREN AVE | UST-15041 | Commercials | 1 | 1984-10-09 | Permanently Closed | 3000 | Gasoline
EAST PROVIDENCE | THE FAIR | 617 WARREN AVE | UST-15041 | Commercials | 2 | 1984-10-09 | Permanently Closed | 3000 | Gasoline
EAST PROVIDENCE | THE FAIR | 617 WARREN AVE | UST-15041 | Commercials | 3 | 1984-10-09 | Permanently Closed | 1000 | Gasoline
EAST PROVIDENCE | THE FAIR | 617 WARREN AVE | UST-15041 | Commercials | 4 | 1984-10-09 | Permanently Closed | 1000 | Gasoline
EAST PROVIDENCE | THE FAIR | 617 WARREN AVE | UST-15041 | Commercials | 5 | 1984-10-09 | Permanently Closed | 1000 | Gasoline
EAST PROVIDENCE | THE FAIR | 617 WARREN AVE | UST-15041 | Commercials | 6 | 1984-10-09 | Permanently Closed | 1000 | Gasoline
EAST PROVIDENCE | THE INDOOR TENNIS COURT, INC. | 8 BLANDING AVE | UST-18665 | Commercials | 1 | 1984-10-09 | Permanently Closed | 500 | Unknown
EAST PROVIDENCE | THE MACIEL BUILDING | 150-156 WARREN AVE | UST-4046 | Commercials | 1 | 1984-10-09 | Permanently Closed | 2000 | Gasoline
EAST PROVIDENCE | THE MACIEL BUILDING | 150-156 WARREN AVE | UST-4046 | Commercials | 2 | null | Permanently Closed | 1000 | Heating Oil No.2
EAST PROVIDENCE | THE MACIEL BUILDING | 150-156 WARREN AVE | UST-4046 | Commercials | 3 | null | Permanently Closed | 1000 | Waste Oil
EAST PROVIDENCE | THE MONET GROUP, INC. (FORMERLY) | 3400 PAWTUCKET AVE | UST-1393 | Industrial | 1 | 1984-10-09 | Permanently Closed | 10000 | Heating Oil No.6
EAST PROVIDENCE | THE MONET GROUP, INC. (FORMERLY) | 3400 PAWTUCKET AVE | UST-1393 | Industrial | 2 | 1986-01-01 | Permanently Closed | 15000 | Heating Oil No.6
EAST PROVIDENCE | THE MONET GROUP, INC. (FORMERLY) | 3400 PAWTUCKET AVE | UST-1393 | Industrial | 3 | 1989-06-01 | Permanently Closed | 15000 | Heating Oil No.6
EAST PROVIDENCE | THE REAL REEL CORP. | 50 TAYLOR DR | UST-4439 | Commercials | 1 | 1984-10-09 | Permanently Closed | 5000 | Heating Oil No.6
EAST PROVIDENCE | THE WOLF SCHOOL | 215 FERRIS AVE | UST-1684 | Education - Town | 1 | 1952-04-01 | Permanently Closed | 2000 | Heating Oil No.2
EAST PROVIDENCE | THERMAL SYSTEMS CORPORATION | 215 NORTH BROW ST | UST-18370 | Commercials | 1 | 1984-10-09 | Permanently Closed | 500 | Not Listed
EAST PROVIDENCE | TOM RICCI'S VIKING NISSAN | 845 TAUNTON AVE | UST-19001 | Commercials | 1 | 1984-10-09 | Permanently Closed | 500 | Heating Oil No.2
EAST PROVIDENCE | TOPPER DIVISION - DME INDUSTRIES | 50 SUTTON AVE | UST-18474 | Commercials | 1 | 1984-10-09 | Permanently Closed | 500 | Heating Oil No.2
EAST PROVIDENCE | TOTAL FOOD AND SMOKE SHOP | 970 WILLETT AVE | UST-610 | Gasoline Station | 1 | 1982-04-01 | Permanently Closed | 10000 | Gasoline
EAST PROVIDENCE | TOTAL FOOD AND SMOKE SHOP | 970 WILLETT AVE | UST-610 | Gasoline Station | 2 | 1982-04-01 | Permanently Closed | 10000 | Gasoline
EAST PROVIDENCE | TOTAL FOOD AND SMOKE SHOP | 970 WILLETT AVE | UST-610 | Gasoline Station | 3 | 1982-04-01 | Permanently Closed | 10000 | Gasoline
EAST PROVIDENCE | TOTAL FOOD AND SMOKE SHOP | 970 WILLETT AVE | UST-610 | Gasoline Station | 4 | 1984-10-09 | Permanently Closed | 550 | Waste Oil
EAST PROVIDENCE | TOTAL FOOD AND SMOKE SHOP | 970 WILLETT AVE | UST-610 | Gasoline Station | 5 | 1994-05-02 | In Use | 12000 | Gasoline | Double Walled
EAST PROVIDENCE | TOTAL FOOD AND SMOKE SHOP | 970 WILLETT AVE | UST-610 | Gasoline Station | 6 | 1994-05-02 | In Use | 8000 | Gasoline | Double Walled
EAST PROVIDENCE | TOWN GULF | 612 TAUNTON AVE | UST-1068 | Gasoline Station | 1 | 1965-04-01 | Permanently Closed | 550 | Waste Oil
EAST PROVIDENCE | TOWN GULF | 612 TAUNTON AVE | UST-1068 | Gasoline Station | 2 | 1993-09-01 | Permanently Closed | 550 | Waste Oil | Double Walled
EAST PROVIDENCE | TOWN GULF | 612 TAUNTON AVE | UST-1068 | Gasoline Station | 3 | 1965-04-01 | Permanently Closed | 550 | Heating Oil No.2
EAST PROVIDENCE | TOWN GULF | 612 TAUNTON AVE | UST-1068 | Gasoline Station | 4 | 1993-09-01 | Permanently Closed | 600 | Heating Oil No.2 | Double Walled
EAST PROVIDENCE | TOWN GULF | 612 TAUNTON AVE | UST-1068 | Gasoline Station | 5 | 1965-04-01 | Permanently Closed | 5000 | Gasoline
EAST PROVIDENCE | TOWN GULF | 612 TAUNTON AVE | UST-1068 | Gasoline Station | 6 | 1965-04-01 | Permanently Closed | 5000 | Gasoline
EAST PROVIDENCE | TOWN GULF | 612 TAUNTON AVE | UST-1068 | Gasoline Station | 7 | 1965-04-01 | Permanently Closed | 5000 | Gasoline
EAST PROVIDENCE | TOWN GULF | 612 TAUNTON AVE | UST-1068 | Gasoline Station | 8 | 1965-04-01 | Permanently Closed | 5000 | Gasoline
EAST PROVIDENCE | TOWN GULF | 612 TAUNTON AVE | UST-1068 | Gasoline Station | 9 | 1984-10-09 | Permanently Closed | 500 | Unknown
EAST PROVIDENCE | TOWN GULF | 612 TAUNTON AVE | UST-1068 | Gasoline Station | 10 | 1995-02-01 | Permanently Closed | 10000 | Gasoline | Double Walled | 1995-02-01
EAST PROVIDENCE | TOWN GULF | 612 TAUNTON AVE | UST-1068 | Gasoline Station | 11 | 1995-02-01 | Permanently Closed | 12000 | Gasoline | Double Walled
EAST PROVIDENCE | TOWN GULF | 612 TAUNTON AVE | UST-1068 | Gasoline Station | 12 | 2017-01-19 | Permanently Closed | 12000 | Gasoline | Double Walled | 1995-02-01
EAST PROVIDENCE | TRAVASSOS RENTAL PROPERTY | 305 WATERMAN AVE | UST-3981 | Commercials | 1 | 1984-10-09 | Permanently Closed | 1000 | Heating Oil No.2
EAST PROVIDENCE | TRISTAM BURGES SCHOOL | 1169 SOUTH BROADWAY | UST-1690 | Education - Town | 1 | 1941-04-01 | Permanently Closed | 1000 | Heating Oil No.2
EAST PROVIDENCE | U-HAUL CENTER OF EAST PROV. | 738 NORTH BROADWAY | UST-1616 | Commercials | 1 | 1984-10-09 | Permanently Closed | 10000 | Gasoline
EAST PROVIDENCE | U-HAUL CENTER OF EAST PROV. | 738 NORTH BROADWAY | UST-1616 | Commercials | 2 | 1986-04-01 | Permanently Closed | 6000 | Gasoline
EAST PROVIDENCE | U-HAUL CENTER OF EAST PROV. | 738 NORTH BROADWAY | UST-1616 | Commercials | 3 | 1986-04-01 | Permanently Closed | 4000 | Gasoline
EAST PROVIDENCE | U-HAUL CENTER OF EAST PROV. | 738 NORTH BROADWAY | UST-1616 | Commercials | 4 | 1984-10-09 | Permanently Closed | 0 | Heating Oil No.2
EAST PROVIDENCE | U-HAUL CENTER OF EAST PROV. | 738 NORTH BROADWAY | UST-1616 | Commercials | 5 | 1984-10-09 | Permanently Closed | 1000 | Waste Oil
EAST PROVIDENCE | U.S. PETROLEUM | 325 TAUNTON AVE | UST-2292 | Gasoline Station | 1 | 1972-12-01 | Permanently Closed | 10000 | Gasoline
EAST PROVIDENCE | U.S. PETROLEUM | 325 TAUNTON AVE | UST-2292 | Gasoline Station | 2 | 1972-12-01 | Permanently Closed | 6000 | Gasoline
EAST PROVIDENCE | U.S. PETROLEUM | 325 TAUNTON AVE | UST-2292 | Gasoline Station | 3 | 1972-12-01 | Permanently Closed | 6000 | Gasoline
EAST PROVIDENCE | U.S. PETROLEUM | 325 TAUNTON AVE | UST-2292 | Gasoline Station | 4 | 1972-12-01 | Permanently Closed | 8000 | Gasoline
EAST PROVIDENCE | U.S.P.S. | 378 WILLET AVE | UST-2227 | Federal Government | 1 | 1967-09-01 | Permanently Closed | 2000 | Heating Oil No.2
EAST PROVIDENCE | U.S.P.S. | 10 NEWMAN AVE | UST-2228 | Federal Government | 1 | 1960-04-01 | Permanently Closed | 1000 | Heating Oil No.2
EAST PROVIDENCE | UNIMETRIC CORPORATION | 5 TRIPPS LN | UST-3741 | Commercials | 1 | 1984-10-09 | Permanently Closed | 1000 | Heating Oil No.2
EAST PROVIDENCE | UNIMETRIC CORPORATION | 5 TRIPPS LN | UST-3741 | Commercials | 2 | 1984-10-09 | Permanently Closed | 750 | Heating Oil No.2
EAST PROVIDENCE | UNIMETRIC CORPORATION | 5 TRIPPS LN | UST-3741 | Commercials | 3 | 1984-10-09 | Permanently Closed | 750 | Heating Oil No.2
EAST PROVIDENCE | UNION CHEVOLET | 377 TAUNTON AVE | UST-15361 | Other | 1 | 1984-10-09 | Permanently Closed | 1000 | Gasoline
EAST PROVIDENCE | UNION CHEVOLET | 377 TAUNTON AVE | UST-15361 | Other | 2 | 1984-10-09 | Permanently Closed | 3000 | Gasoline
EAST PROVIDENCE | UNION CHEVOLET | 377 TAUNTON AVE | UST-15361 | Other | 3 | 1984-10-09 | Permanently Closed | 2000 | Gasoline
EAST PROVIDENCE | UNION CHEVOLET | 377 TAUNTON AVE | UST-15361 | Other | 4 | 1984-10-09 | Permanently Closed | 5000 | Gasoline
EAST PROVIDENCE | UNION ELEMENTARY SCHOOL | 1320 PAWTUCKET AVE | UST-1691 | Education - Town | 1 | 1981-04-01 | Permanently Closed | 3000 | Heating Oil No.2 | Single Walled
EAST PROVIDENCE | UNOCAL CHEMICALS DIVISION, UNOCAL CORP. | 1 PIER RD | UST-1785 | Industrial | 1 | 1974-02-01 | Permanently Closed | 1000 | Hazardous Substance
EAST PROVIDENCE | US POST OFFICE | 17 GROVE AVE | UST-1537 | Federal Government | 1 | 1986-01-01 | Permanently Closed | 2000 | Heating Oil No.2
EAST PROVIDENCE | US POST OFFICE | 17 GROVE AVE | UST-1537 | Federal Government | 2 | 1985-01-01 | Permanently Closed | 2000 | Heating Oil No.2
EAST PROVIDENCE | VALLY AUTO SERVICE AND FUEL | 517 WARREN AVE | UST-1327 | Gasoline Station | 1 | 1971-06-01 | Permanently Closed | 5000 | Gasoline
EAST PROVIDENCE | VALLY AUTO SERVICE AND FUEL | 517 WARREN AVE | UST-1327 | Gasoline Station | 2 | 1988-06-01 | Permanently Closed | 8000 | Gasoline | Double Walled
EAST PROVIDENCE | VALLY AUTO SERVICE AND FUEL | 517 WARREN AVE | UST-1327 | Gasoline Station | 3 | 1971-06-01 | Permanently Closed | 5000 | Gasoline
EAST PROVIDENCE | VALLY AUTO SERVICE AND FUEL | 517 WARREN AVE | UST-1327 | Gasoline Station | 4 | 1988-06-01 | Permanently Closed | 8000 | Gasoline | Double Walled
EAST PROVIDENCE | VALLY AUTO SERVICE AND FUEL | 517 WARREN AVE | UST-1327 | Gasoline Station | 5 | 1971-06-01 | Permanently Closed | 2000 | Gasoline
EAST PROVIDENCE | VALLY AUTO SERVICE AND FUEL | 517 WARREN AVE | UST-1327 | Gasoline Station | 6 | 1988-06-01 | Permanently Closed | 8000 | Diesel | Double Walled
EAST PROVIDENCE | VALLY AUTO SERVICE AND FUEL | 517 WARREN AVE | UST-1327 | Gasoline Station | 7 | 1971-06-01 | Permanently Closed | 500 | Heating Oil No.2
EAST PROVIDENCE | VALLY AUTO SERVICE AND FUEL | 517 WARREN AVE | UST-1327 | Gasoline Station | 8 | 1971-06-01 | Permanently Closed | 500 | Waste Oil
EAST PROVIDENCE | VARGAS AUTO SERVICE | 891 BROADWAY | UST-256 | Gasoline Station | 1 | 1984-10-09 | Permanently Closed | 3000 | Gasoline
EAST PROVIDENCE | VARGAS AUTO SERVICE | 891 BROADWAY | UST-256 | Gasoline Station | 2 | 1984-10-09 | Permanently Closed | 3000 | Gasoline
EAST PROVIDENCE | VARGAS AUTO SERVICE | 891 BROADWAY | UST-256 | Gasoline Station | 3 | 1984-10-09 | Permanently Closed | 3000 | Gasoline
EAST PROVIDENCE | VARGAS AUTO SERVICE | 891 BROADWAY | UST-256 | Gasoline Station | 4 | 1984-10-09 | Permanently Closed | 500 | Heating Oil No.2
EAST PROVIDENCE | VARGAS AUTO SERVICE | 891 BROADWAY | UST-256 | Gasoline Station | 5 | 1984-10-09 | Permanently Closed | 500 | Waste Oil
EAST PROVIDENCE | VERIZON NEW ENGLAND, INC. (RI 335103) | 175 AMARAL ST | UST-1220 | Commercials | 1 | 1966-05-01 | Permanently Closed | 4000 | Gasoline
EAST PROVIDENCE | VERIZON NEW ENGLAND, INC. (RI 335103) | 175 AMARAL ST | UST-1220 | Commercials | 2 | 1993-01-01 | Permanently Closed | 4000 | Gasoline | Double Walled
EAST PROVIDENCE | VERIZON NEW ENGLAND, INC. (RI 335103) | 175 AMARAL ST | UST-1220 | Commercials | 3 | 1966-05-01 | Permanently Closed | 500 | Waste Oil
EAST PROVIDENCE | VERIZON NEW ENGLAND, INC. (RI 335103) | 175 AMARAL ST | UST-1220 | Commercials | 4 | 1984-10-09 | Permanently Closed | 1000 | Heating Oil No.2
EAST PROVIDENCE | VERIZON NEW ENGLAND, INC. (RI 335107) | 789 NORTH BROADWAY | UST-1192 | Commercials | 1 | 1993-01-01 | In Use | 1000 | Heating Oil No.2 | Double Walled | 1993-01-01
EAST PROVIDENCE | VERIZON NEW ENGLAND, INC. (RI 335107) | 789 NORTH BROADWAY | UST-1192 | Commercials | 2 | 1984-10-09 | Permanently Closed | 1000 | Heating Oil No.2
EAST PROVIDENCE | VERIZON NEW ENGLAND, INC. (RI 335107) | 789 NORTH BROADWAY | UST-1192 | Commercials | 3 | 1984-10-09 | Permanently Closed | 1500 | Diesel
EAST PROVIDENCE | VERIZON NEW ENGLAND, INC. (RI 335107) | 789 NORTH BROADWAY | UST-1192 | Commercials | 4 | 1985-08-01 | Permanently Closed | 4000 | Diesel
EAST PROVIDENCE | VERIZON NEW ENGLAND, INC. (RI 335107) | 789 NORTH BROADWAY | UST-1192 | Commercials | 5 | 1991-07-01 | In Use | 2500 | Diesel | Double Walled | 2014-12-02
EAST PROVIDENCE | VERIZON NEW ENGLAND, INC. (RI 335306) | 60 SOMERSET AVE | UST-1193 | Commercials | 1 | 1984-10-09 | Permanently Closed | 1000 | Heating Oil No.2
EAST PROVIDENCE | VERIZON NEW ENGLAND, INC. (RI 335306) | 60 SOMERSET AVE | UST-1193 | Commercials | 2 | 1992-12-19 | In Use | 1000 | Diesel | Double Walled | 2013-11-06
EAST PROVIDENCE | VERIZON NEW ENGLAND, INC. (RI 335306) | 60 SOMERSET AVE | UST-1193 | Commercials | 3 | 1984-10-09 | Permanently Closed | 1000 | Diesel
EAST PROVIDENCE | VERTICAL BRIDGE LANDCO LLC | 115 EASTERN AVE | UST-4875 | Commercials | 1 | null | Permanently Closed | 1000 | Heating Oil No.2 | Single Walled
EAST PROVIDENCE | VILLAGE GREEN NORTH PUMPING STATION | VILLAGE GREEN NORTH | UST-1437 | City/Town Government | 1 | 1978-08-01 | Permanently Closed | 500 | Diesel
EAST PROVIDENCE | WADDINGTON SCHOOL | 101 LEGION WAY | UST-1687 | Education - Town | 1 | 1955-04-01 | Permanently Closed | 5000 | Heating Oil No.2
EAST PROVIDENCE | WANNAMOISETT COUNTRY CLUB | 96 HOYT AVE | UST-1576 | Commercials | 1 | 1975-02-01 | Permanently Closed | 3000 | Gasoline
EAST PROVIDENCE | WANNAMOISETT COUNTRY CLUB | 96 HOYT AVE | UST-1576 | Commercials | 2 | 1984-10-09 | Permanently Closed | 1000 | Waste Oil
EAST PROVIDENCE | WANNAMOISETT COUNTRY CLUB | 96 HOYT AVE | UST-1576 | Commercials | 3 | 1984-10-09 | Permanently Closed | 1500 | Heating Oil No.2
EAST PROVIDENCE | WANNAMOISETT COUNTRY CLUB | 96 HOYT AVE | UST-1576 | Commercials | 4 | 1991-07-01 | In Use | 1000 | Gasoline | Double Walled | 2013-02-26
EAST PROVIDENCE | WARM ASSOCIATES | 300 WAMPANOAG TRL | UST-18514 | Commercials | 1 | 1984-10-09 | Permanently Closed | 10000 | Gasoline
EAST PROVIDENCE | WARM ASSOCIATES | 300 WAMPANOAG TRL | UST-18514 | Commercials | 2 | 1984-10-09 | Permanently Closed | 10000 | Gasoline
EAST PROVIDENCE | WARM ASSOCIATES | 300 WAMPANOAG TRL | UST-18514 | Commercials | 3 | 1984-10-09 | In Use | 500 | Heating Oil No.2
EAST PROVIDENCE | WARREN AVENUE APARTMENTS | 182 WARREN AVE | UST-17405 | Commercials | 1 | 1984-10-09 | Permanently Closed | 5000 | Heating Oil No.2
EAST PROVIDENCE | WARREN AVENUE AUTO | 531 WARREN AVE | UST-1140 | Gasoline Station | 1 | 1981-04-01 | Permanently Closed | 4000 | Gasoline
EAST PROVIDENCE | WARREN AVENUE AUTO | 531 WARREN AVE | UST-1140 | Gasoline Station | 2 | 1984-10-09 | Permanently Closed | 3000 | Diesel
EAST PROVIDENCE | WARREN AVENUE AUTO | 531 WARREN AVE | UST-1140 | Gasoline Station | 3 | 1984-10-09 | Permanently Closed | 3000 | Other
EAST PROVIDENCE | WARREN AVENUE AUTO | 531 WARREN AVE | UST-1140 | Gasoline Station | 4 | 1984-10-09 | Permanently Closed | 500 | Heating Oil No.2
EAST PROVIDENCE | WARREN AVENUE AUTO | 531 WARREN AVE | UST-1140 | Gasoline Station | 5 | 1984-10-09 | Permanently Closed | 4000 | Gasoline
EAST PROVIDENCE | WARREN AVENUE AUTO | 531 WARREN AVE | UST-1140 | Gasoline Station | 6 | 1984-10-09 | Permanently Closed | 1000 | Waste Oil
EAST PROVIDENCE | WARREN AVENUE SCHOOL | 954 WARREN AVE | UST-1693 | Education - Town | 1 | 1941-04-01 | Permanently Closed | 2000 | Heating Oil No.2
EAST PROVIDENCE | WATTERS SCHOOL | 33 HOPPIN AVE | UST-1688 | Education - Town | 1 | 1958-04-01 | Permanently Closed | 5000 | Heating Oil No.2 | Single Walled
EAST PROVIDENCE | WILLIAM CUDDIGAN | 101 COMMERCIAL WAY | UST-16648 | Commercials | 1 | 1984-10-09 | Permanently Closed | 5000 | Gasoline
EAST PROVIDENCE | WILLIAM CUDDIGAN | 101 COMMERCIAL WAY | UST-16648 | Commercials | 2 | 1984-10-09 | Permanently Closed | 5000 | Gasoline
EAST PROVIDENCE | WILLIAM CUDDIGAN | 101 COMMERCIAL WAY | UST-16648 | Commercials | 3 | 1984-10-09 | Permanently Closed | 5000 | Diesel
EAST PROVIDENCE | WILLIAM CUDDIGAN | 101 COMMERCIAL WAY | UST-16648 | Commercials | 4 | 1984-10-09 | Permanently Closed | 5000 | Diesel
EAST PROVIDENCE | WILLIAM CUDDIGAN | 101 COMMERCIAL WAY | UST-16648 | Commercials | 5 | 1984-10-09 | Permanently Closed | 1000 | Heating Oil No.2
EAST PROVIDENCE | WILSON SCHOOL | 54 BOURNE AVE | UST-1683 | Education - Town | 1 | 1941-04-01 | Permanently Closed | 2000 | Heating Oil No.2
EAST PROVIDENCE | WLKW RADIO | 1 DEXTER RD | UST-3059 | Commercials | 1 | 1989-04-01 | Permanently Closed | 2000 | Diesel | Single Walled
EAST PROVIDENCE | WLKW RADIO | 1 DEXTER RD | UST-3059 | Commercials | 2 | 1984-10-09 | Permanently Closed | 1500 | Diesel
EAST PROVIDENCE | WOLF E MYROW INC | 345 TAUNTON AVE | UST-4728 | Industrial | 1 | 1984-10-09 | Permanently Closed | 2000 | Heating Oil No.4 | Single Walled
EAST PROVIDENCE | WOOD'S HEATING SERVICE INC. | 987 WARREN AVE | UST-1251 | Commercials | 1 | 1984-05-01 | Permanently Closed | 4000 | Kerosene
EAST PROVIDENCE | WOOD'S HEATING SERVICE INC. | 987 WARREN AVE | UST-1251 | Commercials | 2 | 1984-05-01 | Permanently Closed | 4000 | Heating Oil No.2
EAST PROVIDENCE | WPRI-TV | 25 CATAMORE BLVD | UST-44 | Commercials | 1 | 1975-01-01 | Permanently Closed | 4000 | Gasoline
EAST PROVIDENCE | WPRO | 1502 WAMPANOAG TRL | UST-3282 | Commercials | 1 | 1970-12-01 | Permanently Closed | 1000 | Heating Oil No.2
EAST PROVIDENCE | WPRO | 1502 WAMPANOAG TRL | UST-3282 | Commercials | 2 | 1970-12-01 | Permanently Closed | 500 | Other
EAST PROVIDENCE | WPRO | 1502 WAMPANOAG TRL | UST-3282 | Commercials | 3 | 1990-12-01 | In Use | 2500 | Heating Oil No.2
EXETER | BALD HILL NURSERIES, INC. | 90 TEN ROD RD | UST-2946 | Commercials | 1 | 1984-10-09 | Permanently Closed | 1000 | Gasoline
EXETER | BALD HILL NURSERIES, INC. | 90 TEN ROD RD | UST-2946 | Commercials | 2 | 1984-10-09 | Permanently Closed | 4000 | Gasoline
EXETER | BALD HILL NURSERIES, INC. | 90 TEN ROD RD | UST-2946 | Commercials | 3 | 1984-10-09 | Permanently Closed | 3000 | Diesel
EXETER | BALD HILL NURSERIES, INC. | 90 TEN ROD RD | UST-2946 | Commercials | 4 | 1984-10-09 | Permanently Closed | 1000 | Heating Oil No.2
EXETER | BALD HILL NURSERIES, INC. | 90 TEN ROD RD | UST-2946 | Commercials | 5 | 1984-10-09 | Permanently Closed | 2000 | Heating Oil No.2
EXETER | BALD HILL NURSERIES, INC. | 90 TEN ROD RD | UST-2946 | Commercials | 6 | 1984-10-09 | Permanently Closed | 1000 | Heating Oil No.2
EXETER | BALD HILL NURSERIES, INC. | 90 TEN ROD RD | UST-2946 | Commercials | 7 | 1984-10-09 | Permanently Closed | 1000 | Waste Oil
EXETER | DORSET MILL | 24 DORSET ST | UST-19103 | Commercials | 1 | 1984-10-09 | Permanently Closed | 5000 | Heating Oil No.6
EXETER | DORSET MILL | 24 DORSET ST | UST-19103 | Commercials | 2 | 1984-10-09 | Permanently Closed | 5000 | Heating Oil No.6
EXETER | ECKERD CORPORATION D/B/A | 1 CAMP-E-HUN-TEE PL | UST-1791 | Other | 1 | 1981-07-01 | Permanently Closed | 1000 | Gasoline
EXETER | ECKERD CORPORATION D/B/A | 1 CAMP-E-HUN-TEE PL | UST-1791 | Other | 2 | 1981-07-01 | Permanently Closed | 500 | Diesel
EXETER | ECKERD CORPORATION D/B/A | 1 CAMP-E-HUN-TEE PL | UST-1791 | Other | 3 | 1981-07-01 | Permanently Closed | 500 | Kerosene
EXETER | EXETER COUNTRY CLUB | 320 TEN ROD RD | UST-2154 | Commercials | 1 | 1980-02-01 | Permanently Closed | 1000 | Diesel
EXETER | EXETER COUNTRY CLUB | 320 TEN ROD RD | UST-2154 | Commercials | 2 | 1979-02-01 | Permanently Closed | 1000 | Gasoline
EXETER | EXETER MALL | 260 SOUTH COUNTY TRL | UST-1789 | Gasoline Station | 1 | 1984-10-09 | Permanently Closed | 2000 | Gasoline
EXETER | EXETER MALL | 260 SOUTH COUNTY TRL | UST-1789 | Gasoline Station | 2 | 1984-10-09 | Permanently Closed | 1000 | Gasoline
EXETER | EXETER MALL | 260 SOUTH COUNTY TRL | UST-1789 | Gasoline Station | 3 | 1973-05-01 | Permanently Closed | 5000 | Diesel
EXETER | EXETER VOLUNTEER FIRE DEPT #1 | 305 TEN ROD RD | UST-16129 | City/Town Government | 1 | 1984-10-09 | Permanently Closed | 2000 | Heating Oil No.2
EXETER | FLEET BANK | 66 MAIL RD | UST-16325 | Commercials | 1 | 1984-10-09 | Permanently Closed | 2000 | Gasoline
EXETER | FORMER U.S. NAVAL RECREATION CAMP | ESCOHEAG HILL RD | UST-4352 | Federal Government | 1 | 1984-10-09 | Permanently Closed | 1000 | Gasoline
EXETER | FORMER U.S. NAVAL RECREATION CAMP | ESCOHEAG HILL RD | UST-4352 | Federal Government | 2 | 1984-10-09 | Permanently Closed | 3000 | Gasoline
EXETER | GALLOWAY BUS | BLACK PLAIN RD | UST-15676 | Commercials | 1 | 1967-02-01 | Permanently Closed | 5000 | Other
EXETER | GALLOWAY BUS | BLACK PLAIN RD | UST-15676 | Commercials | 2 | 1984-10-09 | Permanently Closed | 1000 | Gasoline
EXETER | HARBOR SHELLFISH INC. | RTE.2 SOUTH COUNTY TRL | UST-2092 | Commercials | 1 | 1975-08-01 | Permanently Closed | 10000 | Diesel
EXETER | HARBOR SHELLFISH INC. | RTE.2 SOUTH COUNTY TRL | UST-2092 | Commercials | 2 | 1982-08-01 | Permanently Closed | 10000 | Diesel
EXETER | HARBOR SHELLFISH INC. | RTE.2 SOUTH COUNTY TRL | UST-2092 | Commercials | 3 | 1982-08-01 | Permanently Closed | 500 | Gasoline
EXETER | HARBOR SHELLFISH INC. | RTE.2 SOUTH COUNTY TRL | UST-2092 | Commercials | 4 | 1982-08-01 | Permanently Closed | 500 | Gasoline
EXETER | HARRY T. RECORDS | VICTORY HWY | UST-1244 | Farm | 1 | 1969-11-01 | Permanently Closed | 3000 | Diesel
EXETER | HOMESTEAD RESTAURANT | ROUTE 2 | UST-17072 | Commercials | 1 | 1984-10-09 | Permanently Closed | 1000 | Heating Oil No.2
EXETER | JOSEPH MONTECALVO | 71 NEW RD | UST-2956 | Private Residence | 1 | 1978-01-01 | Permanently Closed | 2000 | Heating Oil No.2
EXETER | LADD CENTER | RTE. 2 | UST-1282 | State Government | 1 | 1975-05-01 | Permanently Closed | 5000 | Gasoline
EXETER | LADD CENTER | RTE. 2 | UST-1282 | State Government | 2 | 1980-05-01 | Permanently Closed | 5000 | Gasoline
EXETER | LADD CENTER | RTE. 2 | UST-1282 | State Government | 3 | 1980-05-01 | Permanently Closed | 5000 | Diesel
EXETER | LADD CENTER | RTE. 2 | UST-1282 | State Government | 4 | 1984-10-09 | Permanently Closed | 25000 | Heating Oil No.6
EXETER | LADD CENTER | RTE. 2 | UST-1282 | State Government | 5 | 1984-10-09 | Permanently Closed | 25000 | Heating Oil No.6
EXETER | LADD CENTER | RTE. 2 | UST-1282 | State Government | 6 | 1984-10-09 | Permanently Closed | 30000 | Heating Oil No.6
EXETER | LADD CENTER | RTE. 2 | UST-1282 | State Government | 7 | 1984-10-09 | Permanently Closed | 5000 | Diesel
EXETER | LADD CENTER | RTE. 2 | UST-1282 | State Government | 8 | 1984-10-09 | Permanently Closed | 1000 | Heating Oil No.2
EXETER | LADD CENTER | RTE. 2 | UST-1282 | State Government | 9 | 1984-10-09 | Permanently Closed | 0 | Gasoline
EXETER | M & J | RTE. 3 | UST-15448 | Other | 1 | 1984-10-09 | Permanently Closed | 500 | Waste Oil
EXETER | M & J | RTE. 3 | UST-15448 | Other | 2 | 1984-10-09 | Permanently Closed | 500 | Heating Oil No.2
EXETER | M & J | RTE. 3 | UST-15448 | Other | 3 | 1984-10-09 | Permanently Closed | 4000 | Diesel
EXETER | M & J | RTE. 3 | UST-15448 | Other | 4 | 1984-10-09 | Permanently Closed | 4000 | Gasoline
EXETER | M & J | RTE. 3 | UST-15448 | Other | 5 | 1984-10-09 | Permanently Closed | 4000 | Gasoline
EXETER | M & J | RTE. 3 | UST-15448 | Other | 6 | 1984-10-09 | Permanently Closed | 3000 | Gasoline
EXETER | MEDWOOD MACHINE COMPANY | 565 NOOSENECK HILL RD | UST-16051 | Commercials | 1 | 1984-10-09 | Permanently Closed | 4000 | Gasoline
EXETER | MEDWOOD MACHINE COMPANY | 565 NOOSENECK HILL RD | UST-16051 | Commercials | 2 | 1984-10-09 | Permanently Closed | 2000 | Gasoline
EXETER | MEDWOOD MACHINE COMPANY | 565 NOOSENECK HILL RD | UST-16051 | Commercials | 3 | 1984-10-09 | Permanently Closed | 2000 | Gasoline
EXETER | METCALF MIDDLE SCHOOL | 30 NOOSENECK HILL RD | UST-76 | Education - Town | 1 | 1978-02-01 | Permanently Closed | 10000 | Gasoline
EXETER | METCALF MIDDLE SCHOOL | 30 NOOSENECK HILL RD | UST-76 | Education - Town | 2 | 1967-02-01 | Permanently Closed | 10000 | Heating Oil No.4
EXETER | METCALF MIDDLE SCHOOL | 30 NOOSENECK HILL RD | UST-76 | Education - Town | 3 | 1991-10-01 | In Use | 10000 | Heating Oil No.2 | Double Walled
EXETER | METCALF REAL ESTATE | 380 TRIPPS CORNER RD | UST-15840 | Commercials | 1 | 1984-10-09 | Permanently Closed | 1000 | Gasoline
EXETER | METCALF REAL ESTATE | 375 MAIL RD | UST-18372 | Private Residence | 1 | 1984-10-09 | Permanently Closed | 2000 | Heating Oil No.2
EXETER | METCALF REAL ESTATE | 375 MAIL RD | UST-18372 | Private Residence | 2 | 1984-10-09 | Permanently Closed | 3500 | Heating Oil No.2
EXETER | METCALF REAL ESTATE | 375 MAIL RD | UST-18372 | Private Residence | 3 | 1984-10-09 | Permanently Closed | 4000 | Heating Oil No.2
EXETER | METCALF REAL ESTATE | 375 MAIL RD | UST-18372 | Private Residence | 4 | 1984-10-09 | Permanently Closed | 500 | Gasoline
EXETER | OLD BLACK PLAIN ROAD PINNACLE TOWER | 120 OLD BLACK PLAIN RD | UST-3841 | Commercials | 1 | 1984-10-09 | Permanently Closed | 500 | Diesel
EXETER | R.I. DOT | CORNER OF RTE. 3 AND AUSTIN FARM | UST-19152 | State Government | 1 | 1984-10-09 | Permanently Closed | 1000 | Gasoline
EXETER | R.I. DOT | CORNER OF RTE. 3 AND AUSTIN FARM | UST-19152 | State Government | 2 | 1984-10-09 | Permanently Closed | 1000 | Gasoline
EXETER | R.I. DOT | CORNER OF RTE. 3 AND AUSTIN FARM | UST-19152 | State Government | 3 | 1984-10-09 | Permanently Closed | 1000 | Gasoline
EXETER | RESIDENCE | 25 HIAWATHA DR | UST-18276 | Private Residence | 1 | 1984-10-09 | Permanently Closed | 2000 | Not Listed
EXETER | RHODE ISLAND VETERANS MEMORIAL CEMETERY | 301 SOUTH COUNTY TRL | UST-18309 | State Government | 1 | 1984-10-09 | Permanently Closed | 500 | Heating Oil No.2
EXETER | RHODE ISLAND VETERANS MEMORIAL CEMETERY | 301 SOUTH COUNTY TRL | UST-18309 | State Government | 2 | 1998-05-15 | In Use | 3000 | Gasoline | Double Walled | 1998-05-15
EXETER | RHODE ISLAND VETERANS MEMORIAL CEMETERY | 301 SOUTH COUNTY TRL | UST-18309 | State Government | 3 | 1998-05-15 | In Use | 2000 | Diesel | Double Walled | 1998-05-15
EXETER | SOUTH COUNTY BUSINESS PARK EXXON | 561A SOUTH COUNTY TRL | UST-19016 | Gasoline Station | 1 | 2003-08-12 | In Use | 15000 | Gasoline | Double Walled
EXETER | SOUTH COUNTY BUSINESS PARK EXXON | 561A SOUTH COUNTY TRL | UST-19016 | Gasoline Station | 2 | 2003-08-12 | In Use | 9000 | Diesel | Double Walled
EXETER | SOUTH COUNTY BUSINESS PARK EXXON | 561A SOUTH COUNTY TRL | UST-19016 | Gasoline Station | 3 | 2003-08-12 | In Use | 6000 | Gasoline | Double Walled
EXETER | TOWN OF EXETER HIGHWAY DEPARTMENT | 175 SOUTH COUNTY TRL | UST-3764 | City/Town Government | 1 | 1983-06-01 | Permanently Closed | 3000 | Diesel
EXETER | TOWN OF EXETER HIGHWAY DEPARTMENT | 175 SOUTH COUNTY TRL | UST-3764 | City/Town Government | 2 | 1983-06-01 | Permanently Closed | 3000 | Diesel
EXETER | TOWN OF EXETER/DEPT. PUBLIC WORKS | 675 TEN ROD RD | UST-977 | City/Town Government | 1 | 1973-04-01 | Permanently Closed | 1500 | Gasoline
EXETER | V. LAWRENCE VANDUSEN | 94 NEW RD | UST-3733 | Private Residence | 1 | 1979-12-01 | Permanently Closed | 2000 | Heating Oil No.2
EXETER | WAWALOAM ELEMENTARY SCHOOL | 100 VICTORY HWY | UST-1245 | Education - Town | 1 | 1952-05-01 | In Use | 2000 | Heating Oil No.2
EXETER | WAWALOAM ELEMENTARY SCHOOL | 100 VICTORY HWY | UST-1245 | Education - Town | 2 | 1997-08-14 | In Use | 4000 | Heating Oil No.2 | Double Walled
EXETER | WIDE GLIDE CYCLES | 246 NOOSENECK HILL RD | UST-540 | Gasoline Station | 1 | 1974-04-01 | Permanently Closed | 4000 | Gasoline
EXETER | WIDE GLIDE CYCLES | 246 NOOSENECK HILL RD | UST-540 | Gasoline Station | 2 | 1974-04-01 | Permanently Closed | 3000 | Gasoline
EXETER | WIDE GLIDE CYCLES | 246 NOOSENECK HILL RD | UST-540 | Gasoline Station | 3 | 1974-04-01 | Permanently Closed | 3000 | Gasoline
EXETER | WIDE GLIDE CYCLES | 246 NOOSENECK HILL RD | UST-540 | Gasoline Station | 4 | 1974-04-01 | Permanently Closed | 275 | Waste Oil
EXETER | WIDE GLIDE CYCLES | 246 NOOSENECK HILL RD | UST-540 | Gasoline Station | 5 | 1988-07-01 | Permanently Closed | 8000 | Gasoline | Single Walled
EXETER | WIDE GLIDE CYCLES | 246 NOOSENECK HILL RD | UST-540 | Gasoline Station | 6 | 1988-07-01 | Permanently Closed | 8000 | Gasoline | Single Walled
EXETER | WIDE GLIDE CYCLES | 246 NOOSENECK HILL RD | UST-540 | Gasoline Station | 7 | 1988-07-01 | Permanently Closed | 6000 | Gasoline | Single Walled
EXETER | WIDE GLIDE CYCLES | 246 NOOSENECK HILL RD | UST-540 | Gasoline Station | 8 | 1988-07-01 | Permanently Closed | 3000 | Diesel | Single Walled
EXETER | WINE MARKETING LTD. | OLD YAWGOO SCHOOL RD | UST-1183 | Commercials | 1 | 1970-05-01 | Permanently Closed | 10000 | Heating Oil No.2
EXETER | WINE MARKETING LTD. | OLD YAWGOO SCHOOL RD | UST-1183 | Commercials | 2 | 1970-05-01 | Permanently Closed | 3000 | Heating Oil No.2
FOSTER | ATLANTIC AUTO SALES INC. | 191 DANIELSON PIKE | UST-984 | Gasoline Station | 1 | 1967-04-01 | Permanently Closed | 4000 | Gasoline
FOSTER | ATLANTIC AUTO SALES INC. | 191 DANIELSON PIKE | UST-984 | Gasoline Station | 2 | 1967-04-01 | Permanently Closed | 4000 | Gasoline
FOSTER | ATLANTIC AUTO SALES INC. | 191 DANIELSON PIKE | UST-984 | Gasoline Station | 3 | 1967-04-01 | Permanently Closed | 4000 | Gasoline
FOSTER | ATLANTIC AUTO SALES INC. | 191 DANIELSON PIKE | UST-984 | Gasoline Station | 4 | 1967-04-01 | Permanently Closed | 2000 | Diesel
FOSTER | ATLANTIC AUTO SALES INC. | 191 DANIELSON PIKE | UST-984 | Gasoline Station | 5 | 1984-10-09 | Permanently Closed | 750 | Waste Oil
FOSTER | ATLANTIC AUTO SALES INC. | 191 DANIELSON PIKE | UST-984 | Gasoline Station | 6 | 1984-10-09 | Permanently Closed | 500 | Heating Oil No.2
FOSTER | BEN EDDY BUILDING | 6 SOUTH KILLINGLY RD | UST-4481 | City/Town Government | 1 | 1984-10-09 | Permanently Closed | 500 | Heating Oil No.2
FOSTER | BEST ELECTRIC, INC. | 10 DANIELSON PIKE | UST-3879 | Commercials | 1 | 1984-10-09 | Permanently Closed | 500 | Waste Oil
FOSTER | BEST ELECTRIC, INC. | 10 DANIELSON PIKE | UST-3879 | Commercials | 2 | 1984-10-09 | Permanently Closed | 0 | Heating Oil No.2
FOSTER | BREEZY HILL CAFE | 143 DANIELSON PIKE | UST-3664 | Commercials | 1 | 1984-10-09 | Permanently Closed | 3000 | Heating Oil No.2
FOSTER | CAPTAIN ISAAC PAINE ELEMENTARY SCHOOL | FOSTER CTR | UST-2664 | Education - Town | 1 | 1987-08-01 | Permanently Closed | 10000 | Heating Oil No.2 | Double Walled
FOSTER | CHURCH OF THE MESSIER | 109 DANIELSON PIKE | UST-19049 | Other | 1 | 1984-10-09 | Permanently Closed | 500 | Heating Oil No.2
FOSTER | DOLLY COLE FARM | 40A OLD DANIELKSON PIKE | UST-18331 | Farm | 1 | 1984-10-09 | Permanently Closed | 1000 | Gasoline
FOSTER | EARLE SWEET | RTE 101 31 A | UST-18368 | Farm | 1 | 1984-10-09 | Permanently Closed | 1000 | Gasoline
FOSTER | EARLE SWEET | RTE 101 31 A | UST-18368 | Farm | 2 | 1984-10-09 | Permanently Closed | 1000 | Gasoline
FOSTER | FOSTER CENTER BAPTIST CHURCH | HOWARD HILL RD | UST-18049 | Other | 1 | 1984-10-09 | Permanently Closed | 1000 | Heating Oil No.2
FOSTER | FOSTER COUNTRY CLUB | 67 JOHNSON RD | UST-17431 | Other | 1 | 1984-10-09 | Permanently Closed | 2000 | Heating Oil No.2
FOSTER | FOSTER COUNTRY CLUB | 67 JOHNSON RD | UST-17431 | Other | 2 | 1984-10-09 | Permanently Closed | 1000 | Gasoline
FOSTER | FOSTER MALL MOBIL (JUSTEDSON) | 175 DANIELSON PIKE | UST-1030 | Gasoline Station | 1 | 1973-04-01 | Permanently Closed | 4000 | Gasoline
FOSTER | FOSTER MALL MOBIL (JUSTEDSON) | 175 DANIELSON PIKE | UST-1030 | Gasoline Station | 2 | 1958-04-01 | Permanently Closed | 4000 | Gasoline
FOSTER | FOSTER MALL MOBIL (JUSTEDSON) | 175 DANIELSON PIKE | UST-1030 | Gasoline Station | 3 | 1956-04-01 | Permanently Closed | 5000 | Gasoline
FOSTER | FOSTER MALL MOBIL (JUSTEDSON) | 175 DANIELSON PIKE | UST-1030 | Gasoline Station | 4 | 1975-04-01 | Permanently Closed | 10000 | Gasoline
FOSTER | FOSTER MALL MOBIL (JUSTEDSON) | 175 DANIELSON PIKE | UST-1030 | Gasoline Station | 5 | 1984-10-09 | Permanently Closed | 500 | Waste Oil
FOSTER | FOSTER MALL MOBIL (JUSTEDSON) | 175 DANIELSON PIKE | UST-1030 | Gasoline Station | 6 | 1984-10-09 | Permanently Closed | 500 | Heating Oil No.2
FOSTER | FOSTER MALL MOBIL (JUSTEDSON) | 175 DANIELSON PIKE | UST-1030 | Gasoline Station | 7 | 1984-10-09 | Permanently Closed | 750 | Waste Oil
FOSTER | FOSTER MALL MOBIL (JUSTEDSON) | 175 DANIELSON PIKE | UST-1030 | Gasoline Station | 8 | 1984-10-09 | Permanently Closed | 1000 | Heating Oil No.2
FOSTER | FOSTER MALL MOBIL (JUSTEDSON) | 175 DANIELSON PIKE | UST-1030 | Gasoline Station | 9 | 1984-10-09 | Permanently Closed | 1000 | Heating Oil No.2
FOSTER | FOSTER PROPERTY | SHIPPEE SCHOOLHOUSE RD | UST-19004 | Commercials | 1 | 1984-10-09 | Permanently Closed | 1000 | Gasoline
FOSTER | FOSTER SCHOOL ADMINISTRATION BUILDING | 23A THEODORE FOSTER DR | UST-4873 | City/Town Government | 1 | null | Permanently Closed | 2000 | Heating Oil No.2
FOSTER | FOSTER XTRA MART | 188 DANIELSON PIKE | UST-590 | Gasoline Station | 1 | 1972-04-01 | Permanently Closed | 8000 | Gasoline
FOSTER | FOSTER XTRA MART | 188 DANIELSON PIKE | UST-590 | Gasoline Station | 2 | 1984-10-09 | Permanently Closed | 6000 | Gasoline
FOSTER | FOSTER XTRA MART | 188 DANIELSON PIKE | UST-590 | Gasoline Station | 3 | 1984-10-09 | Permanently Closed | 4000 | Gasoline
FOSTER | FOSTER XTRA MART | 188 DANIELSON PIKE | UST-590 | Gasoline Station | 4 | 1980-04-01 | Permanently Closed | 10000 | Diesel
FOSTER | FOSTER XTRA MART | 188 DANIELSON PIKE | UST-590 | Gasoline Station | 5 | 1984-10-09 | Permanently Closed | 1000 | Waste Oil
FOSTER | FOSTER XTRA MART | 188 DANIELSON PIKE | UST-590 | Gasoline Station | 6 | 1990-07-01 | Permanently Closed | 4000 | Kerosene | Double Walled
FOSTER | FOSTER XTRA MART | 188 DANIELSON PIKE | UST-590 | Gasoline Station | 7 | 1990-07-01 | Permanently Closed | 10000 | Diesel | Double Walled
FOSTER | FOSTER XTRA MART | 188 DANIELSON PIKE | UST-590 | Gasoline Station | 8 | 1990-07-01 | Permanently Closed | 10000 | Gasoline | Double Walled
FOSTER | FOSTER XTRA MART | 188 DANIELSON PIKE | UST-590 | Gasoline Station | 9 | 1990-07-01 | Permanently Closed | 10000 | Gasoline | Double Walled
FOSTER | FOSTER XTRA MART | 188 DANIELSON PIKE | UST-590 | Gasoline Station | 10 | 1990-07-01 | Permanently Closed | 10000 | Gasoline | Double Walled
FOSTER | FOSTER XTRA MART | 188 DANIELSON PIKE | UST-590 | Gasoline Station | 11 | 2004-07-13 | In Use | 12000 | Gasoline | Double Walled
FOSTER | FOSTER XTRA MART | 188 DANIELSON PIKE | UST-590 | Gasoline Station | 12 | 2004-07-13 | In Use | 12000 | Gasoline | Double Walled
FOSTER | FOSTER XTRA MART | 188 DANIELSON PIKE | UST-590 | Gasoline Station | 13 | 2004-07-13 | In Use | 4000 | Kerosene | Double Walled
FOSTER | FOSTER XTRA MART | 188 DANIELSON PIKE | UST-590 | Gasoline Station | 14 | 2004-07-13 | In Use | 8000 | Diesel | Double Walled
FOSTER | JOHN E. FOGARTY ELEMENTARY SCHOOL | 23 THEODORE FOSTER DR | UST-2763 | Education - Town | 1 | 1953-07-01 | Permanently Closed | 1500 | Heating Oil No.2
FOSTER | JOHN E. FOGARTY ELEMENTARY SCHOOL | 23 THEODORE FOSTER DR | UST-2763 | Education - Town | 2 | 1953-07-01 | In Use | 1200 | Heating Oil No.2
FOSTER | JOHN E. FOGARTY ELEMENTARY SCHOOL | 23 THEODORE FOSTER DR | UST-2763 | Education - Town | 3 | 1953-07-01 | Permanently Closed | 1200 | Heating Oil No.2
FOSTER | JP'S GENERAL STORE | 189 HARTFORD PIKE | UST-1818 | Gasoline Station | 1 | 1984-05-01 | Permanently Closed | 4000 | Gasoline
FOSTER | JP'S GENERAL STORE | 189 HARTFORD PIKE | UST-1818 | Gasoline Station | 2 | 1984-05-01 | Permanently Closed | 4000 | Gasoline
FOSTER | JP'S GENERAL STORE | 189 HARTFORD PIKE | UST-1818 | Gasoline Station | 3 | 1984-05-01 | Permanently Closed | 4000 | Gasoline
FOSTER | JP'S GENERAL STORE | 189 HARTFORD PIKE | UST-1818 | Gasoline Station | 4 | 1984-05-01 | Permanently Closed | 4000 | Gasoline
FOSTER | JP'S GENERAL STORE | 189 HARTFORD PIKE | UST-1818 | Gasoline Station | 5 | 1984-05-01 | Permanently Closed | 2000 | Diesel
FOSTER | JP'S GENERAL STORE | 189 HARTFORD PIKE | UST-1818 | Gasoline Station | 6 | 1984-05-01 | Permanently Closed | 2000 | Kerosene
FOSTER | JP'S GENERAL STORE | 189 HARTFORD PIKE | UST-1818 | Gasoline Station | 7 | 1996-12-01 | In Use | 4000 | Gasoline | Double Walled | 1996-12-01
FOSTER | JP'S GENERAL STORE | 189 HARTFORD PIKE | UST-1818 | Gasoline Station | 8 | 1996-12-01 | In Use | 8000 | Gasoline | Double Walled | 1996-12-01
FOSTER | LINE BAPTIST CHURCH | 175 SOUTH KILLINGLY RD | UST-18432 | Other | 1 | 1984-10-09 | Permanently Closed | 2000 | Heating Oil No.2
FOSTER | RESIDENCE AT 112B SOUTH KILLINGLY RD | 112B SOUTH KILLINGLY RD | UST-5006 | Private Residence | 1 | null | Permanently Closed | 500 | Gasoline | Single Walled
FOSTER | RI STATE POLICE ACADEMY | BOSS RD | UST-16247 | State Government | 1 | 1984-10-09 | Permanently Closed | 2000 | Heating Oil No.2
FOSTER | RI STATE POLICE/FOSTER NIKE SITE | BOSS RD | UST-16746 | State Government | 1 | 1984-10-09 | Permanently Closed | 4000 | Heating Oil No.2
FOSTER | RI STATE POLICE/FOSTER NIKE SITE | BOSS RD | UST-16746 | State Government | 2 | 1984-10-09 | Permanently Closed | 6000 | Heating Oil No.2
FOSTER | ROBERT S. NELSON | 41 JOHNSON RD | UST-2288 | Private Residence | 1 | 1975-06-01 | In Use | 1500 | Heating Oil No.2
FOSTER | RUGGIERI RESIDENCE | 171 HOWARD HILL RD | UST-4578 | Private Residence | 1 | 1984-10-09 | Permanently Closed | 2000 | Heating Oil No.2
FOSTER | SHARON TRAVASSOS | 20 1/2 BALCOM RD | UST-18505 | Private Residence | 1 | 1984-10-09 | In Use | 2000 | Heating Oil No.2
FOSTER | ST. PAUL THE APOSTLE CHURCH | 116A DANIELSON OIKE | UST-18810 | Other | 1 | 1984-10-09 | Permanently Closed | 1000 | Unknown
FOSTER | STAR PETRO | 173 DANIELSON PIKE | UST-291 | Gasoline Station | 1 | 1975-03-01 | Permanently Closed | 4000 | Gasoline
FOSTER | STAR PETRO | 173 DANIELSON PIKE | UST-291 | Gasoline Station | 2 | 1975-03-01 | Permanently Closed | 4000 | Gasoline
FOSTER | STAR PETRO | 173 DANIELSON PIKE | UST-291 | Gasoline Station | 3 | 1975-03-01 | Permanently Closed | 4000 | Gasoline
FOSTER | STAR PETRO | 173 DANIELSON PIKE | UST-291 | Gasoline Station | 4 | 1975-03-01 | Permanently Closed | 4000 | Gasoline
FOSTER | STAR PETRO | 173 DANIELSON PIKE | UST-291 | Gasoline Station | 5 | 1975-03-01 | Permanently Closed | 4000 | Diesel
FOSTER | STAR PETRO | 173 DANIELSON PIKE | UST-291 | Gasoline Station | 6 | 1975-03-01 | Permanently Closed | 4000 | Diesel
FOSTER | STAR PETRO | 173 DANIELSON PIKE | UST-291 | Gasoline Station | 7 | 1987-04-01 | Permanently Closed | 6000 | Gasoline | Single Walled
FOSTER | STAR PETRO | 173 DANIELSON PIKE | UST-291 | Gasoline Station | 8 | 1984-10-09 | Permanently Closed | 3000 | Gasoline
FOSTER | STAR PETRO | 173 DANIELSON PIKE | UST-291 | Gasoline Station | 9 | 1984-10-09 | Permanently Closed | 3000 | Gasoline
FOSTER | STAR PETRO | 173 DANIELSON PIKE | UST-291 | Gasoline Station | 10 | 1984-10-09 | Permanently Closed | 2000 | Gasoline
FOSTER | STAR PETRO | 173 DANIELSON PIKE | UST-291 | Gasoline Station | 11 | 1995-01-01 | In Use | 4000 | Gasoline | Double Walled | 2021-09-30
FOSTER | STAR PETRO | 173 DANIELSON PIKE | UST-291 | Gasoline Station | 12 | 1995-01-01 | Temporarily Closed | 4000 | Gasoline | Double Walled | 2021-09-30
FOSTER | STAR PETRO | 173 DANIELSON PIKE | UST-291 | Gasoline Station | 13 | 1995-01-01 | In Use | 8000 | Gasoline | Double Walled | 2021-09-30
FOSTER | STAR PETRO | 173 DANIELSON PIKE | UST-291 | Gasoline Station | 14 | 2021-09-22 | In Use | 5000 | Diesel | Double Walled | 2021-09-30
FOSTER | SU-ANN CREATIONS, INC. | 88 DANIELSON PIKE | UST-2958 | Commercials | 1 | 1979-05-01 | Permanently Closed | 1000 | Heating Oil No.2
FOSTER | SUPREME POOL | 187 DANIELSON PIKE | UST-18250 | Commercials | 1 | 1984-10-09 | Permanently Closed | 4500 | Gasoline
FOSTER | SUPREME POOL | 187 DANIELSON PIKE | UST-18250 | Commercials | 2 | 1984-10-09 | Permanently Closed | 5000 | Gasoline
FOSTER | SUPREME POOL | 187 DANIELSON PIKE | UST-18250 | Commercials | 3 | 1984-10-09 | Permanently Closed | 4500 | Gasoline
FOSTER | SUPREME POOL | 187 DANIELSON PIKE | UST-18250 | Commercials | 4 | 1984-10-09 | Permanently Closed | 4000 | Gasoline
FOSTER | SUPREME POOL | 187 DANIELSON PIKE | UST-18250 | Commercials | 5 | 1984-10-09 | Permanently Closed | 4000 | Gasoline
FOSTER | SUPREME POOL | 187 DANIELSON PIKE | UST-18250 | Commercials | 6 | 1984-10-09 | Permanently Closed | 4000 | Gasoline
FOSTER | SUPREME POOL | 187 DANIELSON PIKE | UST-18250 | Commercials | 7 | 1984-10-09 | Permanently Closed | 4000 | Gasoline
FOSTER | SUPREME POOL | 187 DANIELSON PIKE | UST-18250 | Commercials | 8 | 1984-10-09 | Permanently Closed | 2000 | Gasoline
FOSTER | SUPREME POOL | 187 DANIELSON PIKE | UST-18250 | Commercials | 9 | null | Permanently Closed | 1000 | Diesel
FOSTER | TOWN OF FOSTER BUILDING | 181 HOWARD HILL RD | UST-5000 | City/Town Government | 1 | null | Permanently Closed | 1000 | Heating Oil No.2 | Single Walled
FOSTER | TOWN OF FOSTER LIBRARY | 184 HOWARD HILL RD | UST-5005 | City/Town Government | 1 | null | Permanently Closed | 500 | Heating Oil No.2 | Single Walled
FOSTER | TOWN OF FOSTER P.W.D. | P.O. BOX 85/HOWARD HILL RD | UST-2253 | City/Town Government | 1 | 1983-03-01 | Permanently Closed | 3000 | Gasoline
FOSTER | TOWN OF FOSTER P.W.D. | P.O. BOX 85/HOWARD HILL RD | UST-2253 | City/Town Government | 2 | 1977-03-01 | Permanently Closed | 3000 | Diesel
FOSTER | TOWN OF FOSTER P.W.D. | P.O. BOX 85/HOWARD HILL RD | UST-2253 | City/Town Government | 3 | 1977-03-01 | Permanently Closed | 3000 | Gasoline
FOSTER | UNITED STATES POST OFFICE (FOSTER) | ROUTE 94, FOSTER CTR | UST-16955 | Federal Government | 1 | 1984-10-09 | Permanently Closed | 1000 | Heating Oil No.2
FOSTER | VACANT LOT (FORMER GAS STATION) | CUMCUMBER HILL RD | UST-18542 | Commercials | 1 | 1984-10-09 | Permanently Closed | 1000 | Gasoline
FOSTER | VACANT LOT (FORMER GAS STATION) | CUMCUMBER HILL RD | UST-18542 | Commercials | 2 | 1984-10-09 | Permanently Closed | 1000 | Gasoline
FOSTER | VINCENT GABRIELE | 144 DANIELSON PIKE | UST-3667 | Private Residence | 1 | 1959-06-01 | In Use | 2000 | Heating Oil No.2
FOSTER | W.W. GRASS, INC. | R3 #80F | UST-1898 | Farm | 1 | 1972-09-01 | Permanently Closed | 1000 | Gasoline
GLOCESTER | 1151-1153 PUTNAM PIKE | 1153 PUTNAM PIKE | UST-2208 | Commercials | 1 | 1967-01-01 | Permanently Closed | 500 | Gasoline
GLOCESTER | BOWDISH LAKE CAMPING AREA | 40 SAFARI RD | UST-18347 | Other | 1 | 1984-10-09 | Permanently Closed | 500 | Heating Oil No.2
GLOCESTER | CHEPACHET ELEMENTARY SCHOOL | 1145 PUTNAM PIKE | UST-2756 | Education - Town | 1 | 1954-06-01 | Permanently Closed | 4000 | Heating Oil No.2
GLOCESTER | CHEPACHET FIRE DISTRICT | 1170 PUTNAM PIKE | UST-15968 | City/Town Government | 1 | 1984-10-09 | Permanently Closed | 2000 | Heating Oil No.2
GLOCESTER | CHEPACHET PHARMACY | 15 VICTORY HWY | UST-17321 | Commercials | 1 | 1984-10-09 | Permanently Closed | 500 | Heating Oil No.2
GLOCESTER | CHEPACHET POST OFFICE/LINDENBAUM | 1155 MAIN ST | UST-16566 | Commercials | 1 | 1984-10-09 | Permanently Closed | 500 | Heating Oil No.2
GLOCESTER | CHEPACHET UNION CHURCH | 1138 PUTNAM PIKE | UST-2714 | Commercials | 1 | 1963-02-01 | Permanently Closed | 1000 | Heating Oil No.2
GLOCESTER | CHEPACHET UNION CHURCH | 1138 PUTNAM PIKE | UST-2714 | Commercials | 2 | 1963-02-01 | Permanently Closed | 1000 | Heating Oil No.2
GLOCESTER | CITIZENS BANK | 21 MONEY HILL RD | UST-3179 | Commercials | 1 | 1970-09-01 | Permanently Closed | 2000 | Heating Oil No.2
GLOCESTER | CITIZENS BANK | 21 MONEY HILL RD | UST-3179 | Commercials | 2 | 1984-10-09 | In Use | 1000 | Heating Oil No.2
GLOCESTER | COUNTRY DECORATING | 1109 PUTNAM PIKE | UST-15670 | Commercials | 1 | 1969-04-01 | Permanently Closed | 2000 | Gasoline
GLOCESTER | COUNTRY DECORATING | 1109 PUTNAM PIKE | UST-15670 | Commercials | 2 | 1969-04-01 | Permanently Closed | 2000 | Gasoline
GLOCESTER | DEBLOIS OIL COMPANY | 1109 PUTNAM PIKE | UST-397 | Commercials | 1 | 1984-10-09 | Permanently Closed | 20000 | Heating Oil No.2
GLOCESTER | DEBLOIS OIL COMPANY | 1109 PUTNAM PIKE | UST-397 | Commercials | 2 | 1984-10-09 | Permanently Closed | 20000 | Heating Oil No.2
GLOCESTER | DEBLOIS OIL COMPANY | 1109 PUTNAM PIKE | UST-397 | Commercials | 3 | 1984-10-09 | Permanently Closed | 20000 | Heating Oil No.2
GLOCESTER | DEBLOIS OIL COMPANY | 1109 PUTNAM PIKE | UST-397 | Commercials | 4 | 1984-10-09 | Permanently Closed | 20000 | Heating Oil No.2
GLOCESTER | DEBLOIS OIL COMPANY | 1109 PUTNAM PIKE | UST-397 | Commercials | 5 | 1984-10-09 | Permanently Closed | 20000 | Heating Oil No.2
GLOCESTER | DEBLOIS OIL COMPANY | 1109 PUTNAM PIKE | UST-397 | Commercials | 6 | 1984-10-09 | Permanently Closed | 15000 | Kerosene
GLOCESTER | DINO'S PARK & SHOP | PUTNAM PIKE | UST-1531 | Commercials | 1 | 1964-12-01 | Permanently Closed | 1000 | Heating Oil No.2
GLOCESTER | DUPANE OIL | 19 MONEY HILL RD | UST-17310 | Commercials | 1 | 1984-10-09 | Permanently Closed | 6300 | Heating Oil No.2
GLOCESTER | DUPANE OIL | 19 MONEY HILL RD | UST-17310 | Commercials | 2 | 1984-10-09 | Permanently Closed | 6300 | Heating Oil No.2
GLOCESTER | DUPANE OIL | 19 MONEY HILL RD | UST-17310 | Commercials | 3 | 1984-10-09 | Permanently Closed | 3000 | Diesel
GLOCESTER | DUPANE OIL | 19 MONEY HILL RD | UST-17310 | Commercials | 4 | 1984-10-09 | Permanently Closed | 1000 | Gasoline
GLOCESTER | DUPANE OIL | 19 MONEY HILL RD | UST-17310 | Commercials | 5 | 1984-10-09 | Permanently Closed | 1000 | Unknown
GLOCESTER | E & I INC. | 838 PUTNAM PIKE | UST-16025 | Commercials | 1 | 1984-10-09 | Permanently Closed | 2000 | Gasoline
GLOCESTER | E & I INC. | 838 PUTNAM PIKE | UST-16025 | Commercials | 2 | 1984-10-09 | Permanently Closed | 2000 | Gasoline
GLOCESTER | E & I INC. | 838 PUTNAM PIKE | UST-16025 | Commercials | 3 | 1984-10-09 | Permanently Closed | 2000 | Gasoline
GLOCESTER | EILEEN PATERSON RESIDENTIAL PROPERTY | 15 SANDY BROOK RD | UST-4208 | Private Residence | 1 | 1984-10-09 | Permanently Closed | 2000 | Heating Oil No.2
GLOCESTER | ETHERIDGE RESIDENCE | 120 LAKE DR | UST-4677 | Private Residence | 1 | 1984-10-09 | Permanently Closed | 2000 | Heating Oil No.2
GLOCESTER | EUROPA FOOD, INC. | 2400 PUTNAM PIKE | UST-3433 | Commercials | 1 | 1984-10-09 | Permanently Closed | 2000 | Heating Oil No.2
GLOCESTER | FERRELL GAS | POLE 18 1/2, ROUTE 100 | UST-16130 | Commercials | 1 | 1977-10-01 | Permanently Closed | 1000 | Heating Oil No.2
GLOCESTER | FM GLOBAL RESEARCH CAMPUS | 743 REYNOLDS RD | UST-3217 | Commercials | 1 | 1975-06-01 | Permanently Closed | 2000 | Gasoline
GLOCESTER | FM GLOBAL RESEARCH CAMPUS | 743 REYNOLDS RD | UST-3217 | Commercials | 2 | 1975-06-01 | Permanently Closed | 2000 | Gasoline
GLOCESTER | FM GLOBAL RESEARCH CAMPUS | 743 REYNOLDS RD | UST-3217 | Commercials | 3 | 1963-06-01 | Permanently Closed | 500 | Diesel
GLOCESTER | FM GLOBAL RESEARCH CAMPUS | 743 REYNOLDS RD | UST-3217 | Commercials | 4 | 1963-06-01 | Permanently Closed | 5000 | Hazardous Substance
GLOCESTER | FM GLOBAL RESEARCH CAMPUS | 743 REYNOLDS RD | UST-3217 | Commercials | 5 | 1963-06-01 | Permanently Closed | 5000 | Hazardous Substance
GLOCESTER | FM GLOBAL RESEARCH CAMPUS | 743 REYNOLDS RD | UST-3217 | Commercials | 6 | 1963-06-01 | Permanently Closed | 10000 | Heating Oil No.2
GLOCESTER | FM GLOBAL RESEARCH CAMPUS | 743 REYNOLDS RD | UST-3217 | Commercials | 7 | 1963-06-01 | Permanently Closed | 1000 | Hazardous Substance
GLOCESTER | FM GLOBAL RESEARCH CAMPUS | 743 REYNOLDS RD | UST-3217 | Commercials | 8 | 1963-06-01 | Permanently Closed | 1000 | Diesel
GLOCESTER | FORMER COLDWELL BANKER FACILITY (FUTURE CVS) | 1074 PUTNAM PIKE | UST-4131 | Commercials | 1 | 1984-10-09 | Permanently Closed | 500 | Waste Oil
GLOCESTER | FORMER COLDWELL BANKER FACILITY (FUTURE CVS) | 1074 PUTNAM PIKE | UST-4131 | Commercials | 2 | 1984-10-09 | Permanently Closed | 500 | Heating Oil No.2
GLOCESTER | FORMER STATE POLICE BARRACKS | 1116 PUTNAM PIKE | UST-15120 | Commercials | 1 | 1984-10-09 | Permanently Closed | 1000 | Gasoline
GLOCESTER | FORMER STATE POLICE BARRACKS | 1116 PUTNAM PIKE | UST-15120 | Commercials | 2 | 1984-10-09 | Permanently Closed | 3000 | Unknown
GLOCESTER | FORMER STATE POLICE BARRACKS | 1116 PUTNAM PIKE | UST-15120 | Commercials | 3 | 2000-12-05 | Permanently Closed | 2000 | Heating Oil No.2 | Double Walled
GLOCESTER | FRED G. HALBIG | PUTNAM AVE(OPP. POLE 374) | UST-2575 | Private Residence | 1 | 1960-09-01 | Permanently Closed | 2000 | Heating Oil No.2
GLOCESTER | G.E. VANBEVER'S | PUTNAM PIKE | UST-1018 | Commercials | 1 | 1932-04-01 | Permanently Closed | 1000 | Gasoline
GLOCESTER | G.E. VANBEVER'S | PUTNAM PIKE | UST-1018 | Commercials | 2 | 1932-04-01 | Permanently Closed | 500 | Gasoline
GLOCESTER | G.E. VANBEVER'S | PUTNAM PIKE | UST-1018 | Commercials | 3 | 1935-04-01 | Permanently Closed | 1000 | Gasoline
GLOCESTER | G.E. VANBEVER'S | PUTNAM PIKE | UST-1018 | Commercials | 4 | 1955-04-01 | Permanently Closed | 500 | Gasoline
GLOCESTER | GEORGE WASHINGTON HEADQUARTERS | RR #2 BOX 466 | UST-2671 | State Government | 1 | 1967-11-01 | Permanently Closed | 1000 | Heating Oil No.2
GLOCESTER | GLOCESTER GARAGE (D.O.T.) | RTE. 44 PUTNAM PIKE | UST-1290 | State Government | 1 | 1983-05-01 | Permanently Closed | 5000 | Gasoline
GLOCESTER | GLOCESTER GARAGE (D.O.T.) | RTE. 44 PUTNAM PIKE | UST-1290 | State Government | 2 | 1980-05-01 | Permanently Closed | 10000 | Gasoline
GLOCESTER | GLOCESTER GARAGE (D.O.T.) | RTE. 44 PUTNAM PIKE | UST-1290 | State Government | 3 | 1980-05-01 | Permanently Closed | 5000 | Diesel
GLOCESTER | GLOCESTER GARAGE (D.O.T.) | RTE. 44 PUTNAM PIKE | UST-1290 | State Government | 4 | 1975-05-01 | Permanently Closed | 1000 | Diesel
GLOCESTER | GLOCESTER GARAGE (D.O.T.) | RTE. 44 PUTNAM PIKE | UST-1290 | State Government | 5 | 1984-10-09 | Permanently Closed | 500 | Gasoline
GLOCESTER | GLOCESTER GARAGE (D.O.T.) | RTE. 44 PUTNAM PIKE | UST-1290 | State Government | 6 | 1984-10-09 | Permanently Closed | 2000 | Heating Oil No.2
GLOCESTER | GLOCESTER GARAGE (D.O.T.) | RTE. 44 PUTNAM PIKE | UST-1290 | State Government | 7 | 1998-10-07 | Permanently Closed | 6000 | Gasoline | Double Walled
GLOCESTER | GLOCESTER GARAGE (D.O.T.) | RTE. 44 PUTNAM PIKE | UST-1290 | State Government | 8 | 1998-10-07 | Permanently Closed | 6000 | Diesel | Double Walled
GLOCESTER | GLOCESTER MOTOR INN | 2392 PUTNAM PIKE | UST-18998 | Commercials | 1 | 1984-10-09 | Permanently Closed | 500 | Heating Oil No.2
GLOCESTER | HARMONY FIRE DISTRICT DEPARTMENT | 194 PUTNAM PIKE | UST-1008 | City/Town Government | 1 | 1979-04-01 | Permanently Closed | 2000 | Gasoline
GLOCESTER | HARMONY FIRE DISTRICT DEPARTMENT | 194 PUTNAM PIKE | UST-1008 | City/Town Government | 2 | 1984-10-09 | Permanently Closed | 500 | Heating Oil No.2
GLOCESTER | HARMONY HILL SCHOOL | 63 HARMONY HILL RD | UST-3063 | Education - Town | 1 | 1981-05-01 | Permanently Closed | 1000 | Heating Oil No.2
GLOCESTER | HARMONY HILL SCHOOL | 63 HARMONY HILL RD | UST-3063 | Education - Town | 2 | 1984-10-09 | Permanently Closed | 2000 | Heating Oil No.2
GLOCESTER | HARMONY HILL SCHOOL | 63 HARMONY HILL RD | UST-3063 | Education - Town | 3 | 1969-05-01 | Permanently Closed | 275 | Heating Oil No.2
GLOCESTER | HARMONY HILL SCHOOL | 63 HARMONY HILL RD | UST-3063 | Education - Town | 4 | 1967-05-01 | Permanently Closed | 1000 | Heating Oil No.2
GLOCESTER | HARMONY HILL SCHOOL | 63 HARMONY HILL RD | UST-3063 | Education - Town | 5 | 1983-05-01 | Permanently Closed | 500 | Heating Oil No.2
GLOCESTER | HARMONY HILL SCHOOL | 63 HARMONY HILL RD | UST-3063 | Education - Town | 6 | 1984-10-09 | Permanently Closed | 1000 | Heating Oil No.2
GLOCESTER | HARMONY HILL SCHOOL | 63 HARMONY HILL RD | UST-3063 | Education - Town | 7 | 1984-10-09 | Permanently Closed | 1000 | Heating Oil No.2
GLOCESTER | HARMONY HILL SCHOOL | 63 HARMONY HILL RD | UST-3063 | Education - Town | 8 | 1984-10-09 | Permanently Closed | 1000 | Heating Oil No.2
GLOCESTER | HARMONY HILL SCHOOL | 63 HARMONY HILL RD | UST-3063 | Education - Town | 9 | 1984-10-09 | Permanently Closed | 500 | Heating Oil No.2
GLOCESTER | IRON MOUNTAIN RHODE ISLAND | 14 SNAKE HILL RD | UST-3278 | Commercials | 1 | 1962-10-01 | Permanently Closed | 10000 | Diesel
GLOCESTER | JAQUES BUS LINES, INC. | 1402 PUTNAM PIKE | UST-1486 | Commercials | 1 | 1980-05-01 | Permanently Closed | 3000 | Gasoline
GLOCESTER | JEANETTE SHAW RESIDENTIAL PROPERTY | 11 TOURTELLOTTE RD | UST-3961 | Private Residence | 1 | 1984-10-09 | Permanently Closed | 2000 | Heating Oil No.2
GLOCESTER | JOHN PINKOS | 857 PUTNAM PIKE | UST-18566 | Private Residence | 1 | 1984-10-09 | Permanently Closed | 2000 | Heating Oil No.2
GLOCESTER | NEW ENGLAND TELEPHONE | GREENVILLE RD | UST-1190 | Commercials | 1 | 1987-02-01 | Permanently Closed | 1000 | Diesel | Double Walled
GLOCESTER | NEW ENGLAND TELEPHONE | GREENVILLE RD | UST-1190 | Commercials | 2 | 1987-02-01 | Permanently Closed | 1000 | Heating Oil No.2 | Double Walled
GLOCESTER | NEW ENGLAND TELEPHONE | GREENVILLE RD | UST-1190 | Commercials | 3 | 1984-10-09 | Permanently Closed | 1000 | Heating Oil No.2
GLOCESTER | NICK'S BARBER SHOP | 6 MONEY HILL RD | UST-4006 | Commercials | 1 | 1984-10-09 | Permanently Closed | 500 | Heating Oil No.2
GLOCESTER | OLD CHEPACHET VILLAGE, INC. | 17 VICTORY HWY | UST-17320 | Other | 1 | 1984-10-09 | Permanently Closed | 2000 | Heating Oil No.2
GLOCESTER | PONAGANSET HIGH SCHOOL | 137 ANAN WADE RD | UST-1713 | Education - Town | 1 | 1960-07-01 | Permanently Closed | 10000 | Heating Oil No.2
GLOCESTER | PONAGANSET HIGH SCHOOL | 137 ANAN WADE RD | UST-1713 | Education - Town | 2 | 1960-07-01 | Permanently Closed | 500 | Gasoline
GLOCESTER | PONAGANSET HIGH SCHOOL | 137 ANAN WADE RD | UST-1713 | Education - Town | 3 | 1991-08-15 | Permanently Closed | 550 | Gasoline | Double Walled | 1991-08-15
GLOCESTER | PONAGANSET HIGH SCHOOL | 137 ANAN WADE RD | UST-1713 | Education - Town | 4 | 1991-08-06 | In Use | 10000 | Heating Oil No.2 | Double Walled
GLOCESTER | PONAGANSET HIGH SCHOOL | 137 ANAN WADE RD | UST-1713 | Education - Town | 5 | 1997-09-02 | In Use | 4000 | Heating Oil No.2 | Double Walled
GLOCESTER | PONAGANSET MIDDLE SCHOOL | 7 RUSTIC HILL RD | UST-19281 | Education - Town | 1 | 2006-12-13 | In Use | 10000 | Heating Oil No.2 | Double Walled
GLOCESTER | PUTNAM PIKE SUNOCO | 1163 PUTNAM PIKE | UST-623 | Gasoline Station | 1 | 1966-11-01 | Permanently Closed | 6000 | Gasoline
GLOCESTER | PUTNAM PIKE SUNOCO | 1163 PUTNAM PIKE | UST-623 | Gasoline Station | 2 | 1966-11-01 | Permanently Closed | 6000 | Gasoline
GLOCESTER | PUTNAM PIKE SUNOCO | 1163 PUTNAM PIKE | UST-623 | Gasoline Station | 3 | 1966-11-01 | Permanently Closed | 6000 | Gasoline
GLOCESTER | PUTNAM PIKE SUNOCO | 1163 PUTNAM PIKE | UST-623 | Gasoline Station | 4 | 1966-11-01 | Permanently Closed | 550 | Waste Oil
GLOCESTER | PUTNAM PIKE SUNOCO | 1163 PUTNAM PIKE | UST-623 | Gasoline Station | 5 | 1966-11-01 | Permanently Closed | 550 | Heating Oil No.2
GLOCESTER | PUTNAM PIKE SUNOCO | 1163 PUTNAM PIKE | UST-623 | Gasoline Station | 6 | 1980-11-01 | Permanently Closed | 6000 | Diesel
GLOCESTER | PUTNAM PIKE SUNOCO | 1163 PUTNAM PIKE | UST-623 | Gasoline Station | 7 | 1995-06-01 | In Use | 15000 | Gasoline | Double Walled
GLOCESTER | PUTNAM PIKE SUNOCO | 1163 PUTNAM PIKE | UST-623 | Gasoline Station | 8 | 1995-06-01 | In Use | 15000 | Gasoline | Double Walled
GLOCESTER | PUTNAM PIKE SUNOCO | 1163 PUTNAM PIKE | UST-623 | Gasoline Station | 9 | 1995-06-01 | In Use | 10000 | Diesel | Double Walled
GLOCESTER | RESIDENTIAL PROPERTY | 50 FRANCIS RD | UST-4630 | Private Residence | 1 | 1989-01-01 | Permanently Closed | 2000 | Heating Oil No.2
GLOCESTER | ROBERT KITSON | P.O. BOX 742 | UST-15368 | Private Residence | 1 | 1984-10-09 | Permanently Closed | 4000 | Unknown
GLOCESTER | ROBERT KITSON | P.O. BOX 742 | UST-15368 | Private Residence | 2 | 1984-10-09 | Permanently Closed | 4000 | Unknown
GLOCESTER | ROBERTS AUTO | PUTNAM PIKE | UST-527 | Gasoline Station | 1 | 1967-04-01 | Permanently Closed | 4000 | Gasoline
GLOCESTER | ROBERTS AUTO | PUTNAM PIKE | UST-527 | Gasoline Station | 2 | 1967-04-01 | Permanently Closed | 3000 | Gasoline
GLOCESTER | ROBERTS AUTO | PUTNAM PIKE | UST-527 | Gasoline Station | 3 | 1984-10-09 | Permanently Closed | 1000 | Unknown
GLOCESTER | ROBERTS AUTO | PUTNAM PIKE | UST-527 | Gasoline Station | 4 | 1984-10-09 | Permanently Closed | 1000 | Unknown
GLOCESTER | SARKIS JAMGOCHIAN | 1494 SNAKE HILL RD | UST-17235 | Private Residence | 1 | 1984-10-09 | Permanently Closed | 2000 | Heating Oil No.2
GLOCESTER | SHARON FRANCES RESIDENTIAL PROPERTY | 54 RUSTIC DR | UST-4202 | Private Residence | 1 | 1984-10-09 | Permanently Closed | 2000 | Heating Oil No.2
GLOCESTER | ST. EUGENE'S CHURCH | 1251 PUTNAM PIKE | UST-18506 | Other | 1 | 1984-10-09 | Permanently Closed | 1000 | Heating Oil No.2
GLOCESTER | STAGECOACH TAVERN RESTAURANT, INC. | 1157 PUTNAM PIKE | UST-18908 | Commercials | 1 | 1984-10-09 | In Use | 1000 | Heating Oil No.2 | Double Walled
GLOCESTER | TEXACO SERVICE STATION | 1201 PUTNAM PIKE | UST-432 | Gasoline Station | 1 | 1984-04-01 | Permanently Closed | 10000 | Gasoline | Single Walled
GLOCESTER | TEXACO SERVICE STATION | 1201 PUTNAM PIKE | UST-432 | Gasoline Station | 2 | 1984-04-01 | Permanently Closed | 12000 | Gasoline | Single Walled
GLOCESTER | TEXACO SERVICE STATION | 1201 PUTNAM PIKE | UST-432 | Gasoline Station | 3 | 1984-04-01 | Permanently Closed | 8000 | Gasoline | Single Walled
GLOCESTER | TEXACO SERVICE STATION | 1201 PUTNAM PIKE | UST-432 | Gasoline Station | 4 | 1984-04-01 | Permanently Closed | 10000 | Gasoline | Single Walled
GLOCESTER | TEXACO SERVICE STATION | 1201 PUTNAM PIKE | UST-432 | Gasoline Station | 5 | 1984-04-01 | Permanently Closed | 1000 | Heating Oil No.2
GLOCESTER | TEXACO SERVICE STATION | 1201 PUTNAM PIKE | UST-432 | Gasoline Station | 6 | 1984-04-01 | Permanently Closed | 500 | Waste Oil
GLOCESTER | TEXACO SERVICE STATION | 1201 PUTNAM PIKE | UST-432 | Gasoline Station | 7 | 1984-10-09 | Permanently Closed | 1000 | Heating Oil No.2
GLOCESTER | TEXACO SERVICE STATION | 1201 PUTNAM PIKE | UST-432 | Gasoline Station | 8 | 1984-10-09 | Permanently Closed | 1000 | Heating Oil No.2
GLOCESTER | TEXACO SERVICE STATION | 1201 PUTNAM PIKE | UST-432 | Gasoline Station | 9 | 1984-10-09 | Permanently Closed | 1000 | Heating Oil No.2
GLOCESTER | TOWN OF GLOCESTER - HIGHWAY DEPARTMENT | 85 CHESTNUT HILL RD | UST-521 | City/Town Government | 1 | 1955-04-01 | Permanently Closed | 2000 | Gasoline
GLOCESTER | TOWN OF GLOCESTER - HIGHWAY DEPARTMENT | 85 CHESTNUT HILL RD | UST-521 | City/Town Government | 2 | 1979-04-01 | Permanently Closed | 5000 | Gasoline
GLOCESTER | TOWN OF GLOCESTER - HIGHWAY DEPARTMENT | 85 CHESTNUT HILL RD | UST-521 | City/Town Government | 3 | 1984-04-01 | Permanently Closed | 5000 | Diesel
GLOCESTER | TOWN OF GLOCESTER - HIGHWAY DEPARTMENT | 85 CHESTNUT HILL RD | UST-521 | City/Town Government | 4 | 1978-04-01 | Permanently Closed | 1000 | Diesel
GLOCESTER | TRAIL'S END PROPERTY MANAGEMENT | RTE. 44 - PUTNAM PIKE | UST-3206 | Multiple Residence | 1 | 1984-10-09 | In Use | 1000 | Heating Oil No.2
GLOCESTER | WEST GLOCESTER ELEMENTARY SCHOOL | ROUTE 94, REYNOLDS RD | UST-3326 | Education - Town | 1 | 1991-08-01 | In Use | 10000 | Heating Oil No.2 | Double Walled
GLOCESTER | WILLIAM IADEVAIA RESIDENTIAL PROPERTY | 96 WINCHESTER DR | UST-4289 | Private Residence | 1 | 1984-10-09 | Permanently Closed | 2000 | Heating Oil No.2
HOPKINTON | AETNA | LAUREL ST | UST-15129 | Commercials | 1 | 1984-10-09 | Permanently Closed | 3000 | Gasoline
HOPKINTON | AGENCY, REALTY & MORGAGE COMPANY, INC. | ROUTE 91, P.O. BOX 66 | UST-216 | Commercials | 1 | 1981-03-01 | Permanently Closed | 10000 | Heating Oil No.6
HOPKINTON | AGENCY, REALTY & MORGAGE COMPANY, INC. | ROUTE 91, P.O. BOX 66 | UST-216 | Commercials | 2 | 1984-10-09 | Permanently Closed | 12000 | Heating Oil No.4
HOPKINTON | AGENCY, REALTY & MORGAGE COMPANY, INC. | ROUTE 91, P.O. BOX 66 | UST-216 | Commercials | 3 | 1984-10-09 | Permanently Closed | 12000 | Heating Oil No.4
HOPKINTON | AMERICAN FISH CLUTURE COMPANY | OLD RICHMOND TOWN HOUSE RD | UST-16868 | Commercials | 1 | 1984-10-09 | Permanently Closed | 500 | Gasoline
HOPKINTON | ASHAWAY CEMENT | LAUREL ST | UST-15626 | Commercials | 1 | 1984-10-09 | Permanently Closed | 1000 | Heating Oil No.2
HOPKINTON | ASHAWAY CEMENT | LAUREL ST | UST-15626 | Commercials | 2 | 1984-10-09 | Permanently Closed | 500 | Heating Oil No.2
HOPKINTON | ASHAWAY CEMENT | LAUREL ST | UST-15626 | Commercials | 3 | 1984-10-09 | Permanently Closed | 500 | Heating Oil No.2
HOPKINTON | ASHAWAY CEMENT | LAUREL ST | UST-15626 | Commercials | 4 | 1984-10-09 | Permanently Closed | 500 | Heating Oil No.2
HOPKINTON | ASHAWAY LINE & TWINE MFG. CO. | 24 LAUREL ST | UST-982 | Industrial | 1 | 1948-04-01 | Permanently Closed | 5000 | Heating Oil No.4
HOPKINTON | ASHAWAY LINE & TWINE MFG. CO. | 24 LAUREL ST | UST-982 | Industrial | 2 | 1965-04-01 | Permanently Closed | 10000 | Heating Oil No.4
HOPKINTON | ASHAWAY LINE & TWINE MFG. CO. | 24 LAUREL ST | UST-982 | Industrial | 3 | 1965-04-01 | Permanently Closed | 2500 | Hazardous Substance
HOPKINTON | ASHAWAY LINE & TWINE MFG. CO. | 24 LAUREL ST | UST-982 | Industrial | 4 | 1965-04-01 | Permanently Closed | 3000 | Heating Oil No.2
HOPKINTON | ASHAWAY VOLUNTEER FIRE ASSOCIATION, INC. | 213 MAIN ST | UST-2523 | City/Town Government | 1 | 1985-05-01 | Permanently Closed | 1000 | Heating Oil No.2
HOPKINTON | BARRETT SERVICE CENTER | 1019 MAIN ST | UST-180 | Gasoline Station | 1 | 1972-03-01 | Permanently Closed | 5000 | Gasoline
HOPKINTON | BARRETT SERVICE CENTER | 1019 MAIN ST | UST-180 | Gasoline Station | 2 | 1989-11-01 | Permanently Closed | 5000 | Gasoline | Double Walled
HOPKINTON | BARRETT SERVICE CENTER | 1019 MAIN ST | UST-180 | Gasoline Station | 3 | 1972-03-01 | Permanently Closed | 5000 | Gasoline
HOPKINTON | BARRETT SERVICE CENTER | 1019 MAIN ST | UST-180 | Gasoline Station | 4 | 1989-11-01 | Permanently Closed | 5000 | Gasoline | Double Walled
HOPKINTON | BARRETT SERVICE CENTER | 1019 MAIN ST | UST-180 | Gasoline Station | 5 | 1979-03-01 | Permanently Closed | 3000 | Gasoline
HOPKINTON | BARRETT SERVICE CENTER | 1019 MAIN ST | UST-180 | Gasoline Station | 6 | 1981-01-01 | Permanently Closed | 2000 | Diesel
HOPKINTON | BARRETT SERVICE CENTER | 1019 MAIN ST | UST-180 | Gasoline Station | 7 | 1960-11-01 | Permanently Closed | 4000 | Gasoline
HOPKINTON | BARRETT SERVICE CENTER | 1019 MAIN ST | UST-180 | Gasoline Station | 8 | 1984-10-09 | Permanently Closed | 4000 | Gasoline
HOPKINTON | BASSETT'S JAGUAR | 53 STILSON RD | UST-4070 | Commercials | 1 | 1984-10-09 | Permanently Closed | 2000 | Heating Oil No.2
HOPKINTON | BESTWAY HOPKINTON | 247 ASHAWAY RD | UST-2160 | Gasoline Station | 1 | 1970-06-01 | Permanently Closed | 3000 | Gasoline
HOPKINTON | BESTWAY HOPKINTON | 247 ASHAWAY RD | UST-2160 | Gasoline Station | 2 | 1990-03-01 | Permanently Closed | 5000 | Gasoline | Double Walled
HOPKINTON | BESTWAY HOPKINTON | 247 ASHAWAY RD | UST-2160 | Gasoline Station | 3 | 1970-06-01 | Permanently Closed | 4000 | Gasoline
HOPKINTON | BESTWAY HOPKINTON | 247 ASHAWAY RD | UST-2160 | Gasoline Station | 4 | 1990-03-01 | Permanently Closed | 5000 | Gasoline | Double Walled
HOPKINTON | BESTWAY HOPKINTON | 247 ASHAWAY RD | UST-2160 | Gasoline Station | 5 | 1970-06-01 | Permanently Closed | 4000 | Gasoline
HOPKINTON | BESTWAY HOPKINTON | 247 ASHAWAY RD | UST-2160 | Gasoline Station | 6 | 1990-03-01 | Permanently Closed | 5000 | Gasoline | Double Walled
HOPKINTON | BESTWAY HOPKINTON | 247 ASHAWAY RD | UST-2160 | Gasoline Station | 7 | 1970-06-01 | Permanently Closed | 3000 | Gasoline
HOPKINTON | BESTWAY HOPKINTON | 247 ASHAWAY RD | UST-2160 | Gasoline Station | 8 | 2015-10-26 | In Use | 10000 | Gasoline | Double Walled | 2015-11-06
HOPKINTON | BESTWAY HOPKINTON | 247 ASHAWAY RD | UST-2160 | Gasoline Station | 9 | 2015-10-26 | In Use | 5000 | Gasoline | Double Walled | 2015-11-06
HOPKINTON | BESTWAY HOPKINTON | 247 ASHAWAY RD | UST-2160 | Gasoline Station | 10 | 2015-10-26 | In Use | 10000 | Gasoline | Double Walled | 2015-11-06
HOPKINTON | BESTWAY HOPKINTON | 247 ASHAWAY RD | UST-2160 | Gasoline Station | 11 | 2015-10-26 | In Use | 5000 | Diesel | Double Walled | 2015-11-06
HOPKINTON | BOB'S IRON WORKS | 1115 MAIN ST | UST-15899 | Commercials | 1 | 1984-10-09 | Permanently Closed | 1000 | Gasoline
HOPKINTON | BUICK, LLC DBA THE BEADERY | 105 CANONCHET RD | UST-709 | Commercials | 1 | 1954-04-01 | Permanently Closed | 10000 | Heating Oil No.4
HOPKINTON | BUICK, LLC DBA THE BEADERY | 105 CANONCHET RD | UST-709 | Commercials | 2 | 1975-04-01 | Permanently Closed | 10000 | Heating Oil No.4
HOPKINTON | C & A WALLCOVERING INC. | 50 CHASE HILL RD | UST-104 | Industrial | 1 | 1965-03-01 | Permanently Closed | 10000 | Heating Oil No.6
HOPKINTON | C & A WALLCOVERING INC. | 50 CHASE HILL RD | UST-104 | Industrial | 2 | 1976-03-01 | Permanently Closed | 7000 | Hazardous Substance
HOPKINTON | C & A WALLCOVERING INC. | 50 CHASE HILL RD | UST-104 | Industrial | 3 | 1976-03-01 | Permanently Closed | 7000 | Hazardous Substance
HOPKINTON | C & A WALLCOVERING INC. | 50 CHASE HILL RD | UST-104 | Industrial | 4 | 1962-03-01 | Permanently Closed | 500 | Diesel
HOPKINTON | C & A WALLCOVERING INC. | 50 CHASE HILL RD | UST-104 | Industrial | 5 | 1962-03-01 | Permanently Closed | 1000 | Heating Oil No.2
HOPKINTON | CANONCHET CLIFFS I | 825 MAIN ST | UST-2262 | Commercials | 1 | 1984-09-01 | In Use | 2500 | Heating Oil No.2
HOPKINTON | CANONCHET CLIFFS I | 825 MAIN ST | UST-2262 | Commercials | 2 | 1984-09-01 | Permanently Closed | 1000 | Diesel
HOPKINTON | CANONCHET CLIFFS II | 805 MAIN ST | UST-18409 | Commercials | 1 | 1988-04-09 | In Use | 2500 | Heating Oil No.2
HOPKINTON | CANONCHET CLIFFS III | 807 MAIN ST | UST-18410 | Commercials | 1 | 1992-05-02 | Permanently Closed | 550 | Heating Oil No.2
HOPKINTON | CANONCHET CLIFFS III | 807 MAIN ST | UST-18410 | Commercials | 2 | 1992-05-02 | Permanently Closed | 550 | Heating Oil No.2
HOPKINTON | CANONCHET CLIFFS III | 807 MAIN ST | UST-18410 | Commercials | 3 | 1992-05-02 | Permanently Closed | 550 | Heating Oil No.2
HOPKINTON | CANONCHET CLIFFS III | 807 MAIN ST | UST-18410 | Commercials | 4 | 1992-05-02 | Permanently Closed | 550 | Heating Oil No.2
HOPKINTON | CHARIHO PLAZA | 1190 MAIN ST | UST-254 | Commercials | 1 | 1970-03-01 | Permanently Closed | 1000 | Heating Oil No.2
HOPKINTON | CHEVRON STATION | RTE. 3 POLE 867 | UST-15845 | Gasoline Station | 1 | 1984-10-09 | Permanently Closed | 4000 | Gasoline
HOPKINTON | CHEVRON STATION | RTE. 3 POLE 867 | UST-15845 | Gasoline Station | 2 | 1984-10-09 | Permanently Closed | 4000 | Gasoline
HOPKINTON | CHEVRON STATION | RTE. 3 POLE 867 | UST-15845 | Gasoline Station | 3 | 1984-10-09 | Permanently Closed | 4000 | Gasoline
HOPKINTON | CHEVRON STATION | RTE. 3 POLE 867 | UST-15845 | Gasoline Station | 4 | 1984-10-09 | Permanently Closed | 4000 | Gasoline
HOPKINTON | CHICKEN BY CHICKADEE | 87A WOODVILLE-ALTON RD | UST-2130 | Commercials | 1 | 1977-04-01 | Permanently Closed | 10000 | Heating Oil No.2
HOPKINTON | CHICKEN BY CHICKADEE | 87A WOODVILLE-ALTON RD | UST-2130 | Commercials | 2 | 1980-04-01 | Permanently Closed | 550 | Gasoline
HOPKINTON | CHICKEN BY CHICKADEE | 87A WOODVILLE-ALTON RD | UST-2130 | Commercials | 3 | 1980-04-01 | Permanently Closed | 1000 | Diesel
HOPKINTON | COASTAL PLASTICS, INC. | 100 MECHANIC ST | UST-238 | Industrial | 1 | 1977-03-01 | Permanently Closed | 3000 | Heating Oil No.2
HOPKINTON | DAVID PUGH RESIDENCE | 330 MAIN ST | UST-19269 | Private Residence | 1 | 1984-10-09 | Permanently Closed | 2000 | Heating Oil No.2
HOPKINTON | DIV. OF FOREST ENV., ARCADIA HDQRTS | RFD #1, BX. 55 | UST-15020 | State Government | 1 | 1984-10-09 | Permanently Closed | 2000 | Gasoline
HOPKINTON | EDWARDS GARAGE, INC. | 835 MAIN ST | UST-457 | Gasoline Station | 1 | 1952-04-01 | Permanently Closed | 3000 | Gasoline
HOPKINTON | EDWARDS GARAGE, INC. | 835 MAIN ST | UST-457 | Gasoline Station | 2 | 1967-04-01 | Permanently Closed | 5000 | Gasoline
HOPKINTON | EDWARDS GARAGE, INC. | 835 MAIN ST | UST-457 | Gasoline Station | 3 | 1971-04-01 | Permanently Closed | 6000 | Gasoline
HOPKINTON | EDWARDS GARAGE, INC. | 835 MAIN ST | UST-457 | Gasoline Station | 4 | 1984-10-09 | Permanently Closed | 500 | Gasoline
HOPKINTON | EDWARDS GARAGE, INC. | 835 MAIN ST | UST-457 | Gasoline Station | 5 | 1984-10-09 | Permanently Closed | 1000 | Gasoline
HOPKINTON | EDWARDS GARAGE, INC. | 835 MAIN ST | UST-457 | Gasoline Station | 6 | 1984-10-09 | Permanently Closed | 2500 | Gasoline
HOPKINTON | FASMART #1335 | 216 MAIN ST | UST-309 | Gasoline Station | 1 | 1975-03-01 | Permanently Closed | 8000 | Gasoline
HOPKINTON | FASMART #1335 | 216 MAIN ST | UST-309 | Gasoline Station | 2 | 1985-11-15 | Permanently Closed | 8000 | Gasoline | Single Walled
HOPKINTON | FASMART #1335 | 216 MAIN ST | UST-309 | Gasoline Station | 3 | 1975-03-01 | Permanently Closed | 4000 | Gasoline
HOPKINTON | FASMART #1335 | 216 MAIN ST | UST-309 | Gasoline Station | 4 | 1985-11-15 | Permanently Closed | 8000 | Gasoline | Single Walled
HOPKINTON | FASMART #1335 | 216 MAIN ST | UST-309 | Gasoline Station | 5 | 1975-03-01 | Permanently Closed | 1000 | Gasoline
HOPKINTON | FASMART #1335 | 216 MAIN ST | UST-309 | Gasoline Station | 6 | 1985-11-15 | Permanently Closed | 8000 | Gasoline | Single Walled
HOPKINTON | FIRST BAPTIST CHURCH IN HOPE VALLEY, THE | MAIN ST-BOX 326 | UST-892 | Other | 1 | 1971-04-01 | Permanently Closed | 1000 | Heating Oil No.2
HOPKINTON | FIRST SEVENTH DAY BAPTIST CHURCH | 8A CHURCH ST | UST-2380 | Other | 1 | 1967-05-01 | Permanently Closed | 1000 | Heating Oil No.2
HOPKINTON | H.C. WOODMANSEE & SONS, INC. | 8 FAIRVIEW AVE | UST-18624 | Commercials | 1 | 1984-10-09 | Permanently Closed | 1000 | Gasoline
HOPKINTON | H.L. WOODMANSEE & SON | MAIN ST | UST-548 | Commercials | 1 | 1971-04-01 | Permanently Closed | 3000 | Gasoline
HOPKINTON | HOLMES GARAGE | 215 ALTON BRADFORD RD | UST-3204 | Gasoline Station | 1 | 1977-05-01 | Permanently Closed | 1000 | Gasoline
HOPKINTON | HOLMES GARAGE | 215 ALTON BRADFORD RD | UST-3204 | Gasoline Station | 2 | 1977-05-01 | Permanently Closed | 2000 | Gasoline
HOPKINTON | HOPE VALLEY GARAGE (D.O.T.) | 51 BANK ST | UST-1280 | State Government | 1 | 1977-05-01 | Permanently Closed | 5000 | Gasoline
HOPKINTON | HOPE VALLEY GARAGE (D.O.T.) | 51 BANK ST | UST-1280 | State Government | 2 | 1973-05-01 | Permanently Closed | 10000 | Gasoline
HOPKINTON | HOPE VALLEY GARAGE (D.O.T.) | 51 BANK ST | UST-1280 | State Government | 3 | 1967-05-01 | Permanently Closed | 3000 | Diesel
HOPKINTON | HOPE VALLEY GARAGE (D.O.T.) | 51 BANK ST | UST-1280 | State Government | 4 | 1986-09-01 | Permanently Closed | 10000 | Gasoline | Double Walled
HOPKINTON | HOPE VALLEY GARAGE (D.O.T.) | 51 BANK ST | UST-1280 | State Government | 5 | 1986-09-01 | Permanently Closed | 6000 | Diesel | Double Walled
HOPKINTON | HOPE VALLEY GARAGE (D.O.T.) | 51 BANK ST | UST-1280 | State Government | 6 | 1984-10-09 | Permanently Closed | 2000 | Gasoline
HOPKINTON | HOPE VALLEY GARAGE (D.O.T.) | 51 BANK ST | UST-1280 | State Government | 7 | 1984-10-09 | Permanently Closed | 2000 | Gasoline
HOPKINTON | HOPE VALLEY GARAGE (D.O.T.) | 51 BANK ST | UST-1280 | State Government | 8 | 1984-10-09 | In Use | 4000 | Heating Oil No.2
HOPKINTON | HOPE VALLEY GARAGE (D.O.T.) | 51 BANK ST | UST-1280 | State Government | 9 | 1984-10-09 | Permanently Closed | 1000 | Gasoline
HOPKINTON | HOPE VALLEY INDUSTRIES, INC. | MECHANIC ST | UST-16597 | Industrial | 1 | 1984-10-09 | Permanently Closed | 2000 | Heating Oil No.2
HOPKINTON | HOPE VALLEY WYOMING FIRE DISTRICT | 996 MAIN ST | UST-1625 | City/Town Government | 1 | 1972-03-01 | Permanently Closed | 1000 | Heating Oil No.2
HOPKINTON | HOPE VALLEY WYOMING FIRE DISTRICT | 996 MAIN ST | UST-1625 | City/Town Government | 2 | 1974-03-01 | Permanently Closed | 500 | Diesel
HOPKINTON | HOPKINTON GENERAL STORE | 493 MAIN ST | UST-19285 | Commercials | 1 | 1984-10-09 | Permanently Closed | 500 | Gasoline
HOPKINTON | HOPKINTON GENERAL STORE | 493 MAIN ST | UST-19285 | Commercials | 2 | 1984-10-09 | Permanently Closed | 1000 | Gasoline
HOPKINTON | HOPKINTON HIGHWAY DEPT/POLICE COMPLEX | WOODVILLE RD | UST-1358 | City/Town Government | 1 | 1975-07-01 | Permanently Closed | 1000 | Gasoline
HOPKINTON | HOPKINTON HIGHWAY DEPT/POLICE COMPLEX | WOODVILLE RD | UST-1358 | City/Town Government | 2 | 1975-07-01 | Permanently Closed | 1000 | Gasoline
HOPKINTON | HOPKINTON HIGHWAY DEPT/POLICE COMPLEX | WOODVILLE RD | UST-1358 | City/Town Government | 3 | 1975-07-01 | Permanently Closed | 1000 | Diesel
HOPKINTON | HOPKINTON HIGHWAY DEPT/POLICE COMPLEX | WOODVILLE RD | UST-1358 | City/Town Government | 4 | 1975-07-01 | Permanently Closed | 1000 | Heating Oil No.2
HOPKINTON | HOPKINTON SCHOOL DEPT./ASHAWAY SCHOOL | 12 HILLSIDE AVE | UST-1375 | Education - Town | 1 | 1984-10-09 | Permanently Closed | 10000 | Heating Oil No.2
HOPKINTON | HOPKINTON SCHOOL DEPT./ASHAWAY SCHOOL | 12 HILLSIDE AVE | UST-1375 | Education - Town | 2 | null | Permanently Closed | 1000 | Heating Oil No.2
HOPKINTON | HOPKINTON SCHOOL DEPT./HOPE VALLEY SCH | MAIN ST | UST-1376 | Education - Town | 1 | 1984-10-09 | Permanently Closed | 5000 | Heating Oil No.2
HOPKINTON | KAY DEE COMPANY, INC. | 177 SKUNK HILL RD | UST-2167 | Industrial | 1 | 1969-06-01 | Permanently Closed | 1000 | Hazardous Substance
HOPKINTON | KAY DEE COMPANY, INC. | 177 SKUNK HILL RD | UST-2167 | Industrial | 2 | 1978-06-01 | Permanently Closed | 550 | Heating Oil No.2
HOPKINTON | KAY DEE COMPANY, INC. | 177 SKUNK HILL RD | UST-2167 | Industrial | 3 | 1978-06-01 | Permanently Closed | 500 | Hazardous Substance
HOPKINTON | KAY DEE COMPANY, INC. | 177 SKUNK HILL RD | UST-2167 | Industrial | 4 | 1969-06-01 | Permanently Closed | 2000 | Heating Oil No.2
HOPKINTON | KAY DEE COMPANY, INC. | 177 SKUNK HILL RD | UST-2167 | Industrial | 5 | 1969-06-01 | Permanently Closed | 1000 | Heating Oil No.2
HOPKINTON | KAY DEE COMPANY, INC. | 177 SKUNK HILL RD | UST-2167 | Industrial | 6 | 1978-06-01 | Permanently Closed | 1000 | Heating Oil No.2
HOPKINTON | KENYON'S VARIETY | RTE. 3 & MAXON ST | UST-15536 | Commercials | 1 | 1997-06-28 | Permanently Closed | 1000 | Gasoline
HOPKINTON | KENYON'S VARIETY | RTE. 3 & MAXON ST | UST-15536 | Commercials | 2 | 1958-06-01 | Permanently Closed | 1000 | Gasoline
HOPKINTON | KENYON'S VARIETY | RTE. 3 & MAXON ST | UST-15536 | Commercials | 3 | 1958-06-01 | Permanently Closed | 1000 | Gasoline
HOPKINTON | KENYON'S VARIETY | RTE. 3 & MAXON ST | UST-15536 | Commercials | 4 | 1968-06-01 | Permanently Closed | 8000 | Gasoline
HOPKINTON | KENYON'S VARIETY | RTE. 3 & MAXON ST | UST-15536 | Commercials | 5 | 1968-06-01 | Permanently Closed | 350 | Kerosene
HOPKINTON | LOCUSTUILL MILL | MAIN ST | UST-1029 | Industrial | 1 | 1984-10-09 | Permanently Closed | 1000 | Heating Oil No.2
HOPKINTON | MORRONE'S AUTO SALES | 1100 MAIN ST | UST-16078 | Commercials | 1 | 1984-10-09 | Permanently Closed | 2000 | Gasoline
HOPKINTON | MORRONE'S AUTO SALES | 1100 MAIN ST | UST-16078 | Commercials | 2 | 1984-10-09 | Permanently Closed | 2000 | Diesel
HOPKINTON | MORRONE'S AUTO SALES | 1100 MAIN ST | UST-16078 | Commercials | 3 | 1984-10-09 | Permanently Closed | 500 | Gasoline | Single Walled
HOPKINTON | NEW ENGLAND TELEPHONE COMPANY | MAIN ST | UST-1195 | Commercials | 1 | 1984-03-01 | Permanently Closed | 300 | Diesel
HOPKINTON | NEW ENGLAND TELEPHONE COMPANY | MAIN ST | UST-1195 | Commercials | 2 | 1965-03-01 | Permanently Closed | 500 | Heating Oil No.2
HOPKINTON | NEW ENGLAND TELEPHONE COMPANY | ALTON BRADFORD HWY | UST-1215 | Commercials | 1 | 1984-10-09 | Permanently Closed | 500 | Heating Oil No.2
HOPKINTON | OUR LADY OF VICTORY CHURCH | 169 B MAIN ST | UST-2144 | Other | 1 | 1984-10-09 | Permanently Closed | 500 | Heating Oil No.2
HOPKINTON | PETROGAS GROUP NEW ENGLAND INC. | 206 MAIN ST | UST-1502 | Gasoline Station | 1 | 1963-11-01 | Permanently Closed | 4000 | Gasoline
HOPKINTON | PETROGAS GROUP NEW ENGLAND INC. | 206 MAIN ST | UST-1502 | Gasoline Station | 2 | 1985-11-01 | Permanently Closed | 8000 | Gasoline | Single Walled
HOPKINTON | PETROGAS GROUP NEW ENGLAND INC. | 206 MAIN ST | UST-1502 | Gasoline Station | 3 | 1963-11-01 | Permanently Closed | 4000 | Gasoline
HOPKINTON | PETROGAS GROUP NEW ENGLAND INC. | 206 MAIN ST | UST-1502 | Gasoline Station | 4 | 1985-11-01 | Permanently Closed | 8000 | Gasoline | Single Walled
HOPKINTON | PETROGAS GROUP NEW ENGLAND INC. | 206 MAIN ST | UST-1502 | Gasoline Station | 5 | 1963-11-01 | Permanently Closed | 4000 | Gasoline
HOPKINTON | PETROGAS GROUP NEW ENGLAND INC. | 206 MAIN ST | UST-1502 | Gasoline Station | 6 | 1985-11-01 | Permanently Closed | 5000 | Gasoline | Single Walled
HOPKINTON | PETROGAS GROUP NEW ENGLAND INC. | 206 MAIN ST | UST-1502 | Gasoline Station | 7 | 1973-11-01 | Permanently Closed | 4000 | Diesel | Single Walled
HOPKINTON | PETROGAS GROUP NEW ENGLAND INC. | 206 MAIN ST | UST-1502 | Gasoline Station | 8 | 2015-07-16 | In Use | 12000 | Gasoline | Double Walled | 2015-08-10
HOPKINTON | PETROGAS GROUP NEW ENGLAND INC. | 206 MAIN ST | UST-1502 | Gasoline Station | 9 | 2015-07-16 | In Use | 6000 | Gasoline | Double Walled | 2015-08-10
HOPKINTON | PETROGAS GROUP NEW ENGLAND INC. | 206 MAIN ST | UST-1502 | Gasoline Station | 10 | 2015-07-16 | In Use | 6000 | Diesel | Double Walled | 2015-08-10
HOPKINTON | ROCKVILLE STONE MILL, INC. | P.O. BOX 101 | UST-2900 | Federal Government | 1 | 1969-06-01 | Permanently Closed | 1000 | Heating Oil No.2
HOPKINTON | SERVICE STATION | 7 SPRING ST | UST-15603 | Gasoline Station | 1 | 1984-10-09 | Permanently Closed | 3000 | Gasoline
HOPKINTON | SERVICE STATION | 7 SPRING ST | UST-15603 | Gasoline Station | 2 | 1984-10-09 | Permanently Closed | 3000 | Gasoline
HOPKINTON | SOUTH COUNTY MOVEMENT CENTER | 335 WOODVILLE-ALTON RD | UST-2865 | Other | 1 | 1988-09-01 | Permanently Closed | 1000 | Heating Oil No.2
HOPKINTON | SOUTH COUNTY MOVEMENT CENTER | 335 WOODVILLE-ALTON RD | UST-2865 | Other | 2 | 1988-09-01 | Permanently Closed | 280 | Heating Oil No.2
HOPKINTON | SPRING STREET MARKET | 2 SPRING ST | UST-15017 | Commercials | 1 | 1984-10-09 | Permanently Closed | 9999999 | Unknown
HOPKINTON | ST. ELIZABETH'S CHURCH | 63 CANONCHET RD | UST-3855 | Other | 1 | 1984-10-09 | Permanently Closed | 1000 | Heating Oil No.2
HOPKINTON | ST. JOSEPH'S CHURCH | 1105 MAIN ST | UST-16481 | Other | 1 | 1984-10-09 | Permanently Closed | 1000 | Heating Oil No.2
HOPKINTON | STATE POLICE BARRACKS | 70 NOOSENECK HILL RD | UST-15122 | State Government | 1 | 1984-10-09 | Permanently Closed | 1000 | Gasoline
HOPKINTON | SUNRISE OIL | 99 ARCADIA RD | UST-5044 | Farm | 1 | null | Permanently Closed | 4000 | Diesel | Single Walled
HOPKINTON | SUNRISE OIL | 99 ARCADIA RD | UST-5044 | Farm | 2 | null | Permanently Closed | 1000 | Heating Oil No.2 | Single Walled
HOPKINTON | THAMES RIVER TUBE CO., INC. | P.O. BOX 206 | UST-3752 | Industrial | 1 | 1984-10-09 | Permanently Closed | 4000 | Gasoline
HOPKINTON | THAMES RIVER TUBE CO., INC. | P.O. BOX 206 | UST-3752 | Industrial | 2 | 1984-10-09 | Permanently Closed | 1500 | Heating Oil No.2
HOPKINTON | THAMES RIVER TUBE CO., INC. | P.O. BOX 206 | UST-3752 | Industrial | 3 | 1984-10-09 | Permanently Closed | 5000 | Heating Oil No.6
HOPKINTON | THAMES RIVER TUBE CO., INC. | P.O. BOX 206 | UST-3752 | Industrial | 4 | 1946-08-01 | Permanently Closed | 10000 | Heating Oil No.4
HOPKINTON | THAMES RIVER TUBE CO., INC. | P.O. BOX 206 | UST-3752 | Industrial | 5 | 1972-08-01 | Permanently Closed | 4000 | Diesel
HOPKINTON | TOWN OF HOPKINTON/CRANDALL HOUSE | 188 A MAIN ST | UST-3432 | City/Town Government | 1 | 1984-10-09 | In Use | 1000 | Heating Oil No.2
HOPKINTON | USPS | 1027 MAIN ST | UST-237 | Commercials | 1 | 1983-03-01 | Tank Not Found | 500 | Heating Oil No.2
HOPKINTON | YAWGOOG SCOUT RESERVATION | ROUTE #61 | UST-72 | Commercials | 1 | 1957-02-01 | Permanently Closed | 1000 | Gasoline
HOPKINTON | YAWGOOG SCOUT RESERVATION | ROUTE #61 | UST-72 | Commercials | 2 | 1984-10-09 | Permanently Closed | 1000 | Heating Oil No.2
JAMESTOWN | BANK OF NEWPORT | 31 CONANICUS AVE | UST-2639 | Commercials | 1 | 1975-05-01 | Permanently Closed | 560 | Heating Oil No.2
JAMESTOWN | BEAVERTAIL POINT COMM CTR., (FORMERLY) | BEAVERTAIL RD | UST-16922 | Federal Government | 1 | 1984-10-09 | Permanently Closed | 280 | Gasoline
JAMESTOWN | BEAVERTAIL POINT COMM CTR., (FORMERLY) | BEAVERTAIL RD | UST-16922 | Federal Government | 2 | 1984-10-09 | Permanently Closed | 300 | Gasoline
JAMESTOWN | BEAVERTAIL POINT COMM CTR., (FORMERLY) | BEAVERTAIL RD | UST-16922 | Federal Government | 3 | 1984-10-09 | Permanently Closed | 275 | Gasoline
JAMESTOWN | CONANICUT MARINA | 1 FERRY WHARF | UST-1866 | Commercials | 1 | 1975-07-01 | Permanently Closed | 1000 | Diesel
JAMESTOWN | CONANICUT MARINA | 1 FERRY WHARF | UST-1866 | Commercials | 2 | 1975-07-01 | Permanently Closed | 1000 | Gasoline
JAMESTOWN | CONANICUT MARINA | 1 FERRY WHARF | UST-1866 | Commercials | 3 | 1977-07-01 | Permanently Closed | 6250 | Gasoline | Single Walled | 1998-03-23
JAMESTOWN | CONANICUT MARINA | 1 FERRY WHARF | UST-1866 | Commercials | 4 | 1977-07-01 | Permanently Closed | 6250 | Diesel | Single Walled | 1998-03-23
JAMESTOWN | CONANICUT MARINA | 1 FERRY WHARF | UST-1866 | Commercials | 5 | 1977-07-01 | Permanently Closed | 6250 | Diesel | Single Walled | 1998-03-23
JAMESTOWN | CONANICUT MARINA | 1 FERRY WHARF | UST-1866 | Commercials | 6 | 2019-01-08 | In Use | 6000 | Gasoline | Double Walled | 1998-03-23
JAMESTOWN | CONANICUT MARINA | 1 FERRY WHARF | UST-1866 | Commercials | 7 | 2019-01-08 | In Use | 6000 | Diesel | Double Walled | 1998-03-23
JAMESTOWN | CUMBERLAND FARMS #3802 | 41 NORTH RD | UST-736 | Gasoline Station | 1 | 1972-04-01 | Permanently Closed | 8000 | Gasoline
JAMESTOWN | CUMBERLAND FARMS #3802 | 41 NORTH RD | UST-736 | Gasoline Station | 2 | 1972-04-01 | Permanently Closed | 8000 | Gasoline
JAMESTOWN | CUMBERLAND FARMS #3802 | 41 NORTH RD | UST-736 | Gasoline Station | 3 | 1972-04-01 | Permanently Closed | 8000 | Gasoline
JAMESTOWN | CUMBERLAND FARMS #3802 | 41 NORTH RD | UST-736 | Gasoline Station | 4 | 1984-10-09 | Permanently Closed | 500 | Heating Oil No.2
JAMESTOWN | CUMBERLAND FARMS #3802 | 41 NORTH RD | UST-736 | Gasoline Station | 5 | 1984-10-09 | Permanently Closed | 500 | Heating Oil No.2
JAMESTOWN | CUMBERLAND FARMS #3802 | 41 NORTH RD | UST-736 | Gasoline Station | 6 | 1998-05-08 | In Use | 8000 | Gasoline | Double Walled | 2022-03-28
JAMESTOWN | CUMBERLAND FARMS #3802 | 41 NORTH RD | UST-736 | Gasoline Station | 7 | 1998-05-08 | In Use | 8000 | Gasoline | Double Walled | 2022-03-28
JAMESTOWN | CUMBERLAND FARMS #3802 | 41 NORTH RD | UST-736 | Gasoline Station | 8 | 1998-05-08 | In Use | 8000 | Gasoline | Double Walled | 2022-03-28
JAMESTOWN | DAVID M. & SALLY J. RYAN | 101 MELROSE AVE | UST-2984 | Private Residence | 1 | 1986-08-01 | Permanently Closed | 2000 | Heating Oil No.2
JAMESTOWN | DUTCH HARBOR BOATYARD & LORENSEN ASSOC. | 252 NARRAGANSETT AVE | UST-1178 | Commercials | 1 | 1984-10-09 | Permanently Closed | 1500 | Gasoline
JAMESTOWN | DUTCH HARBOR BOATYARD & LORENSEN ASSOC. | 252 NARRAGANSETT AVE | UST-1178 | Commercials | 2 | 1984-10-09 | Permanently Closed | 1500 | Diesel
JAMESTOWN | DUTCH HARBOR BOATYARD & LORENSEN ASSOC. | 252 NARRAGANSETT AVE | UST-1178 | Commercials | 3 | 1984-10-09 | Permanently Closed | 1000 | Gasoline
JAMESTOWN | DUTCH HARBOR BOATYARD & LORENSEN ASSOC. | 252 NARRAGANSETT AVE | UST-1178 | Commercials | 4 | 1984-10-09 | Permanently Closed | 1000 | Gasoline
JAMESTOWN | E.R. VIEIRA COMPANY | 26 DOUGLAS ST | UST-1546 | Industrial | 1 | 1984-06-01 | Permanently Closed | 1000 | Gasoline
JAMESTOWN | FORMER NAVAL DIRECTION FINDER STATION | WICKFORD AVE | UST-4351 | Federal Government | 1 | 1984-10-09 | Permanently Closed | 1000 | Gasoline
JAMESTOWN | GOULD ISLAND DEGAUSS BLDG - NED SITE 36 | NARRAGANSETT BAY | UST-4961 | State Government | 1 | null | Permanently Closed | 500 | Heating Oil No.2 | Single Walled
JAMESTOWN | GOULD ISLAND FIRE STATION (NED SITE #12) |  | UST-4848 | State Government | 1 | null | Permanently Closed | 1500 | Unknown | Single Walled
JAMESTOWN | HIGHWAY GARAGE | FORT WEATHERILL | UST-1710 | City/Town Government | 1 | 1984-10-09 | Permanently Closed | 10000 | Gasoline
JAMESTOWN | JAMESTOWN AMBULANCE BARN | 11 KNOWLES CT | UST-18126 | City/Town Government | 1 | 1984-10-09 | Permanently Closed | 1000 | Heating Oil No.2
JAMESTOWN | JAMESTOWN FIRE STATION | 50 NARRAGANSETT AVE | UST-3791 | City/Town Government | 1 | 1967-01-01 | Permanently Closed | 1000 | Heating Oil No.2
JAMESTOWN | JAMESTOWN GARAGE | 20 NARRAGANSETT AVE | UST-16383 | State Government | 1 | 1984-10-09 | Permanently Closed | 1000 | Gasoline
JAMESTOWN | JAMESTOWN GARAGE | 20 NARRAGANSETT AVE | UST-16383 | State Government | 2 | 1984-10-09 | Permanently Closed | 1000 | Gasoline
JAMESTOWN | JAMESTOWN PHILOMENIAN LIBRARY | 26 NORTH RD | UST-16320 | City/Town Government | 1 | 1984-10-09 | Permanently Closed | 1000 | Heating Oil No.2
JAMESTOWN | JAMESTOWN PUMP STATION #1 | BAY VIEW DR | UST-3792 | City/Town Government | 1 | 1980-06-01 | Permanently Closed | 550 | Heating Oil No.2
JAMESTOWN | JAMESTOWN PUMP STATION #2 | HANILTON AVE | UST-3793 | City/Town Government | 1 | 1980-06-01 | Permanently Closed | 550 | Heating Oil No.2
JAMESTOWN | JAMESTOWN PUMP STATION #3 | NARRAGANSETT AVE | UST-3794 | City/Town Government | 1 | 1980-06-01 | Permanently Closed | 550 | Heating Oil No.2
JAMESTOWN | JAMESTOWN SCHOOL | 55 LAWN AVE/P.O. BOX 318 | UST-2892 | Education - Town | 1 | 1955-12-01 | Permanently Closed | 5000 | Heating Oil No.2
JAMESTOWN | JAMESTOWN SCHOOL | 55 LAWN AVE/P.O. BOX 318 | UST-2892 | Education - Town | 2 | 1972-12-01 | In Use | 5000 | Heating Oil No.2
JAMESTOWN | JAMESTOWN WASTEWATER TREATMENT PLANT | TAYLORS PT. | UST-1711 | City/Town Government | 1 | 1981-04-01 | Permanently Closed | 4000 | Gasoline
JAMESTOWN | JAMESTOWN WASTEWATER TREATMENT PLANT | TAYLORS PT. | UST-1711 | City/Town Government | 2 | 1980-07-01 | In Use | 4000 | Heating Oil No.2
JAMESTOWN | JOHN HEFFERNAN & SANDRA MACKENZIE | 262 SEASIDE DR | UST-2959 | Private Residence | 1 | 1978-02-01 | Permanently Closed | 1500 | Heating Oil No.2
JAMESTOWN | JOHN SILVIA | 65 NORTH RD | UST-15493 | Gasoline Station | 1 | 1984-10-09 | Permanently Closed | 1000 | Gasoline
JAMESTOWN | JOHN SILVIA | 65 NORTH RD | UST-15493 | Gasoline Station | 2 | 1984-10-09 | Permanently Closed | 1000 | Gasoline
JAMESTOWN | JOHN SILVIA | 65 NORTH RD | UST-15493 | Gasoline Station | 3 | 1984-10-09 | Permanently Closed | 1000 | Diesel
JAMESTOWN | JOHN SILVIA | 65 NORTH RD | UST-15493 | Gasoline Station | 4 | 1984-10-09 | Permanently Closed | 4000 | Gasoline
JAMESTOWN | JOHN SILVIA | 65 NORTH RD | UST-15493 | Gasoline Station | 5 | 1984-10-09 | Permanently Closed | 5000 | Gasoline
JAMESTOWN | JOHN SILVIA | 65 NORTH RD | UST-15493 | Gasoline Station | 6 | 1984-10-09 | Permanently Closed | 2000 | Diesel
JAMESTOWN | JOHN SILVIA | 65 NORTH RD | UST-15493 | Gasoline Station | 7 | 1984-10-09 | Permanently Closed | 2000 | Diesel
JAMESTOWN | JOHN SILVIA | 65 NORTH RD | UST-15493 | Gasoline Station | 8 | 1984-10-09 | Permanently Closed | 15000 | Unknown
JAMESTOWN | JOHN SILVIA | 65 NORTH RD | UST-15493 | Gasoline Station | 9 | 1984-10-09 | Permanently Closed | 4000 | Diesel
JAMESTOWN | JOHN SILVIA | 65 NORTH RD | UST-15493 | Gasoline Station | 10 | 1984-10-09 | Permanently Closed | 4000 | Gasoline
JAMESTOWN | JOHN SILVIA | 65 NORTH RD | UST-15493 | Gasoline Station | 11 | 1984-10-09 | Permanently Closed | 1000 | Diesel
JAMESTOWN | M.N.P. HINKAMP | 115 BAY VIEW DR | UST-2454 | Private Residence | 1 | 1973-05-01 | Permanently Closed | 2000 | Heating Oil No.2
JAMESTOWN | MCQUADE'S MARKETPLACE | 4 CLARKE ST | UST-19290 | Commercials | 1 | 1984-10-09 | Permanently Closed | 1000 | Heating Oil No.2
JAMESTOWN | MR. TOURNAS/C/O EAST FERRY APARTMENTS | 10 NARRAGANSETT AVE | UST-2982 | Commercials | 1 | 1984-10-09 | Permanently Closed | 5000 | Heating Oil No.2
JAMESTOWN | MR. TOURNAS/C/O EAST FERRY APARTMENTS | 10 NARRAGANSETT AVE | UST-2982 | Commercials | 2 | 1984-10-09 | Permanently Closed | 1500 | Heating Oil No.2
JAMESTOWN | NARRAGANSETT VILLAGE | 21 PEMBERTON AVE | UST-3778 | Other | 1 | 1996-05-01 | In Use | 5000 | Heating Oil No.2 | Double Walled
JAMESTOWN | NEWMAN BLDG. | 2 HAMMET CT | UST-16918 | Commercials | 1 | 1984-10-09 | Permanently Closed | 1000 | Gasoline
JAMESTOWN | NEWMAN BLDG. | 2 HAMMET CT | UST-16918 | Commercials | 2 | 1984-10-09 | Permanently Closed | 500 | Diesel
JAMESTOWN | NEWMAN BLDG. | 2 HAMMET CT | UST-16918 | Commercials | 3 | 1984-10-09 | Permanently Closed | 500 | Kerosene
JAMESTOWN | NORTH MEADOW PROPERTIES LLC | 35 NARRAGANSETT AVE | UST-957 | Gasoline Station | 1 | 1981-04-01 | Permanently Closed | 4000 | Gasoline
JAMESTOWN | NORTH MEADOW PROPERTIES LLC | 35 NARRAGANSETT AVE | UST-957 | Gasoline Station | 2 | 1981-04-01 | Permanently Closed | 4000 | Gasoline
JAMESTOWN | NORTH MEADOW PROPERTIES LLC | 35 NARRAGANSETT AVE | UST-957 | Gasoline Station | 3 | 1981-04-01 | Permanently Closed | 1000 | Gasoline
JAMESTOWN | NORTH MEADOW PROPERTIES LLC | 35 NARRAGANSETT AVE | UST-957 | Gasoline Station | 4 | 1981-04-01 | Permanently Closed | 3000 | Gasoline
JAMESTOWN | NORTH MEADOW PROPERTIES LLC | 35 NARRAGANSETT AVE | UST-957 | Gasoline Station | 5 | 1984-10-09 | Permanently Closed | 1000 | Kerosene
JAMESTOWN | NORTH MEADOW PROPERTIES LLC | 35 NARRAGANSETT AVE | UST-957 | Gasoline Station | 6 | 1984-10-09 | Permanently Closed | 2000 | Gasoline
JAMESTOWN | NORTH MEADOW PROPERTIES LLC | 35 NARRAGANSETT AVE | UST-957 | Gasoline Station | 7 | 1988-09-01 | Permanently Closed | 6000 | Gasoline | Single Walled
JAMESTOWN | NORTH MEADOW PROPERTIES LLC | 35 NARRAGANSETT AVE | UST-957 | Gasoline Station | 8 | 1988-09-01 | Permanently Closed | 6000 | Gasoline | Single Walled
JAMESTOWN | NORTH MEADOW PROPERTIES LLC | 35 NARRAGANSETT AVE | UST-957 | Gasoline Station | 9 | 1988-09-01 | Permanently Closed | 6000 | Gasoline | Single Walled
JAMESTOWN | PEMBERTON COMM. ELDERLY APT. COMPLEX | 45 PEMBERTON AVE | UST-3749 | City/Town Government | 1 | 1995-09-01 | In Use | 6000 | Heating Oil No.2 | Double Walled
JAMESTOWN | PEMBERTON COMM. ELDERLY APT. COMPLEX | 45 PEMBERTON AVE | UST-3749 | City/Town Government | 2 | 1984-10-09 | Permanently Closed | 5000 | Heating Oil No.2
JAMESTOWN | R.I. TURNPIKE & BRIDGE AUTHORITY | 1 EAST SHORE RD | UST-4151 | State Government | 1 | 1984-10-09 | Permanently Closed | 1500 | Heating Oil No.2
JAMESTOWN | R.I. TURNPIKE & BRIDGE AUTHORITY | 1 EAST SHORE RD | UST-4151 | State Government | 2 | 1984-10-09 | Permanently Closed | 2000 | Heating Oil No.2
JAMESTOWN | RESIDENCE | 381 SEASIDE DR | UST-18046 | Private Residence | 1 | 1984-10-09 | Permanently Closed | 2000 | Heating Oil No.2
JAMESTOWN | RESIDENCE | 95 CLINTON AVE | UST-18397 | Private Residence | 1 | 1984-10-09 | Permanently Closed | 5000 | Heating Oil No.2
JAMESTOWN | RESIDENCE AT 7 INTREPID LANE | 7 INTREPID LN | UST-4985 | Farm | 1 | null | Permanently Closed | 2000 | Heating Oil No.2 | Single Walled
JAMESTOWN | REYNOLDS' PROPERTY | 41 WALCOTT AVE | UST-18996 | Private Residence | 1 | 1984-10-09 | Permanently Closed | 2000 | Heating Oil No.2
JAMESTOWN | RONALD J. JOBIN | 864 EAST SHORE RD | UST-2612 | Private Residence | 1 | 1985-09-01 | In Use | 2000 | Heating Oil No.2
JAMESTOWN | ST. MARK CHURCH | 60 NARRAGANSETT AVE | UST-2022 | Other | 1 | 1984-10-09 | Permanently Closed | 2000 | Heating Oil No.2
JAMESTOWN | ST. MATTHEW'S CHURCH | 87 NARRAGANSETT AVE | UST-18860 | Other | 1 | 1984-10-09 | Permanently Closed | 1000 | Unknown
JAMESTOWN | STEPHEN SARDELLI | 710 WESTREACH DR | UST-2960 | Private Residence | 1 | 1989-08-01 | Permanently Closed | 2000 | Heating Oil No.2
JAMESTOWN | TEMPLETON-COTILL FARM | 951 FORT GETTY RD | UST-18427 | Farm | 1 | 1984-10-09 | Permanently Closed | 275 | Gasoline
JAMESTOWN | TEMPLETON-COTILL FARM | 951 FORT GETTY RD | UST-18427 | Farm | 2 | 1984-10-09 | Permanently Closed | 275 | Gasoline
JAMESTOWN | TEMPLETON-COTILL FARM | 951 FORT GETTY RD | UST-18427 | Farm | 3 | 1984-10-09 | Permanently Closed | 275 | Gasoline
JAMESTOWN | TEMPLETON-COTILL FARM | 951 FORT GETTY RD | UST-18427 | Farm | 4 | 1984-10-09 | Permanently Closed | 350 | Gasoline
JAMESTOWN | TEMPLETON-COTILL FARM | 951 FORT GETTY RD | UST-18427 | Farm | 5 | 1984-10-09 | Permanently Closed | 275 | Gasoline
JAMESTOWN | THOMAS MARKARIAN | 746 EAST SHORE RD | UST-2990 | Private Residence | 1 | 1985-05-01 | Permanently Closed | 2000 | Heating Oil No.2
JAMESTOWN | TOWN OF JAMESTOWN | 26 NARRAGANSETT AVE | UST-16218 | City/Town Government | 1 | 1984-10-09 | Permanently Closed | 275 | Gasoline
JAMESTOWN | TOWN OF JAMESTOWN/GOLF COURSE | 245 CONANICUS AVE | UST-3577 | City/Town Government | 1 | 1984-10-09 | Permanently Closed | 550 | Gasoline
JAMESTOWN | TOWN OF JAMESTOWN/GOLF COURSE | 245 CONANICUS AVE | UST-3577 | City/Town Government | 2 | 1984-10-09 | Permanently Closed | 1000 | Heating Oil No.2
JAMESTOWN | TOWN OF JAMESTOWN/RECREATION CENTER | 41 CONANICUS AVE | UST-3800 | City/Town Government | 1 | 1942-01-01 | Permanently Closed | 5000 | Heating Oil No.2
JAMESTOWN | TOWN OFFICE | 44 SOUTHWEST AVE | UST-1709 | City/Town Government | 1 | 1984-04-01 | Permanently Closed | 6000 | Gasoline
JAMESTOWN | U.S.POST OFFICE BUILDING | 109 NARRAGANSETT AVE | UST-2213 | Federal Government | 1 | 1960-04-01 | Permanently Closed | 2000 | Heating Oil No.2
JAMESTOWN | UNITED STATES COAST GUARD BEAVERTAIL LIGHTHOUSE | 800 BEAVERTAIL RD | UST-5051 | Federal Government | 1 | null | Permanently Closed | 300 | Unknown - UST Closure | Single Walled
JAMESTOWN | US ARMY CORPS - FORT GREBLE | DUTCH ISLAND | UST-4692 | Federal Government | 1 | 1984-10-09 | Permanently Closed | 375 | Heating Oil No.2
JAMESTOWN | US ARMY CORPS - FORT GREBLE | DUTCH ISLAND | UST-4692 | Federal Government | 2 | 1984-10-09 | Permanently Closed | 375 | Diesel
JAMESTOWN | US ARMY CORPS - FORT GREBLE | DUTCH ISLAND | UST-4692 | Federal Government | 3 | 1984-10-09 | Permanently Closed | 375 | Gasoline
JAMESTOWN | US ARMY CORPS/FORT WETHERILL | HIGHLAND DR | UST-17326 | Federal Government | 1 | 1984-10-09 | Permanently Closed | 600 | Diesel
JAMESTOWN | US ARMY CORPS/FORT WETHERILL | HIGHLAND DR | UST-17326 | Federal Government | 2 | 1984-10-09 | Permanently Closed | 600 | Gasoline
JAMESTOWN | VERIZON NEW ENGLAND, INC. (RI 336107) | 38 PEMBERTON AVE | UST-1196 | Commercials | 1 | 1986-09-01 | Permanently Closed | 1000 | Heating Oil No.2 | Double Walled
JAMESTOWN | VERIZON NEW ENGLAND, INC. (RI 336107) | 38 PEMBERTON AVE | UST-1196 | Commercials | 2 | 1984-10-09 | Permanently Closed | 1000 | Heating Oil No.2
JAMESTOWN | VERIZON NEW ENGLAND, INC. (RI 336107) | 38 PEMBERTON AVE | UST-1196 | Commercials | 3 | 1990-07-27 | In Use | 1000 | Diesel | Double Walled | 2016-11-21
JAMESTOWN | VERIZON NEW ENGLAND, INC. (RI 336107) | 38 PEMBERTON AVE | UST-1196 | Commercials | 4 | 1984-10-09 | Permanently Closed | 1000 | Diesel
JAMESTOWN | VINCENT R. DELBUONO | 38 COLLINS TERRACE | UST-3530 | Private Residence | 1 | 1981-05-01 | Permanently Closed | 2000 | Heating Oil No.2
JOHNSTON | 1025 CLUB | 1025 PLAINFIELD ST | UST-3021 | Commercials | 1 | 1975-03-01 | Permanently Closed | 1000 | Heating Oil No.2
JOHNSTON | 1300 HARTFORD AVENUE COMMERCIAL BLDG | 1300 HARTFORD AVE | UST-4902 | Commercials | 1 | null | Permanently Closed | 1000 | Heating Oil No.2
JOHNSTON | 1300 HARTFORD AVENUE COMMERCIAL BLDG | 1300 HARTFORD AVE | UST-4902 | Commercials | 2 | null | Permanently Closed | 1100 | Unknown
JOHNSTON | 1423 HARTFORD AVENUE | 1423 HARTFORD AVE | UST-4799 | Commercials | 1 | 1984-10-09 | Permanently Closed | 2000 | Gasoline | Single Walled
JOHNSTON | 1423 HARTFORD AVENUE | 1423 HARTFORD AVE | UST-4799 | Commercials | 2 | 1984-10-09 | Permanently Closed | 2000 | Gasoline | Single Walled
JOHNSTON | 1423 HARTFORD AVENUE | 1423 HARTFORD AVE | UST-4799 | Commercials | 3 | 1984-10-09 | Permanently Closed | 3000 | Gasoline | Single Walled
JOHNSTON | 333 INC. | 1478 ATWOOD AVE | UST-2992 | Commercials | 1 | 1964-10-01 | Permanently Closed | 5000 | Heating Oil No.2
JOHNSTON | A & A REALTY COMPANY | 2151 HARTFORD AVE | UST-15905 | Commercials | 1 | 1984-10-09 | Permanently Closed | 4000 | Gasoline
JOHNSTON | A & A REALTY COMPANY | 2151 HARTFORD AVE | UST-15905 | Commercials | 2 | 1984-10-09 | Permanently Closed | 4000 | Gasoline
JOHNSTON | A & A REALTY COMPANY | 2151 HARTFORD AVE | UST-15905 | Commercials | 3 | 1984-10-09 | Permanently Closed | 4000 | Gasoline
JOHNSTON | A & A REALTY COMPANY | 2151 HARTFORD AVE | UST-15905 | Commercials | 4 | 1984-10-09 | Permanently Closed | 1000 | Waste Oil
JOHNSTON | A & A REALTY COMPANY | 2151 HARTFORD AVE | UST-15905 | Commercials | 5 | 1984-10-09 | Permanently Closed | 500 | Heating Oil No.2
JOHNSTON | A & H MFG. COMPANY | 1 CARDING LN | UST-1844 | Industrial | 1 | 1978-11-01 | Permanently Closed | 1000 | Heating Oil No.2
JOHNSTON | A & H MFG. COMPANY | 1 CARDING LN | UST-1844 | Industrial | 2 | 1978-11-01 | Permanently Closed | 300 | Other
JOHNSTON | A. CALABRESE INDUSTRIAL PROP-FORMER TIME POLISHING | 1339 PLAINFIELD ST | UST-4226 | Industrial | 1 | 1984-10-09 | Permanently Closed | 4000 | Heating Oil No.2
JOHNSTON | A. MACERA INC. | 290 SCITUATE AVE | UST-3311 | Commercials | 1 | 1984-04-01 | Permanently Closed | 10000 | Diesel
JOHNSTON | A. MACERA INC. | 290 SCITUATE AVE | UST-3311 | Commercials | 2 | 1983-04-01 | Permanently Closed | 4000 | Gasoline
JOHNSTON | A. MACERA INC. | 290 SCITUATE AVE | UST-3311 | Commercials | 3 | 1984-10-09 | Permanently Closed | 3000 | Diesel
JOHNSTON | ACE SERVICE | 580 KILLINGLY ST | UST-1962 | Gasoline Station | 1 | 1968-05-01 | Permanently Closed | 4000 | Gasoline
JOHNSTON | ACE SERVICE | 580 KILLINGLY ST | UST-1962 | Gasoline Station | 2 | 1969-05-01 | Permanently Closed | 2000 | Gasoline
JOHNSTON | ACE SERVICE | 580 KILLINGLY ST | UST-1962 | Gasoline Station | 3 | 1968-05-01 | Permanently Closed | 3000 | Gasoline
JOHNSTON | ACE SERVICE | 580 KILLINGLY ST | UST-1962 | Gasoline Station | 4 | 1984-10-09 | Permanently Closed | 500 | Heating Oil No.2
JOHNSTON | ACME CONCRETE FORM COMPANY, INC. | 11 JOY ST | UST-16679 | Commercials | 1 | 1984-10-09 | Permanently Closed | 500 | Heating Oil No.2
JOHNSTON | ACME CONCRETE FORM COMPANY, INC. | 11 JOY ST | UST-16679 | Commercials | 2 | 1984-10-09 | Permanently Closed | 1000 | Waste Oil
JOHNSTON | AIPSO | 302 CENTRAL AVE | UST-3412 | Commercials | 1 | 1983-03-01 | Permanently Closed | 5000 | Diesel
JOHNSTON | ALVITI TOOL & DIE, INC. | 165 DYERVILLE AVE | UST-2553 | Industrial | 1 | 1981-08-01 | Permanently Closed | 1000 | Heating Oil No.2
JOHNSTON | ALVITI TOOL & DIE, INC. | 165 DYERVILLE AVE | UST-2553 | Industrial | 2 | 1987-01-01 | Permanently Closed | 1000 | Heating Oil No.2
JOHNSTON | AMERICAN FOAM | 61 JOHN ST | UST-15919 | Commercials | 1 | 1984-10-09 | Permanently Closed | 2000 | Heating Oil No.2
JOHNSTON | AMERICAN FOAM | 61 JOHN ST | UST-15919 | Commercials | 2 | 1984-10-09 | Permanently Closed | 2000 | Heating Oil No.2
JOHNSTON | ANGIE & CAROLINE RUSSO | 27 ANGELICO ST | UST-18750 | Commercials | 1 | 1984-10-09 | Permanently Closed | 3000 | Heating Oil No.2
JOHNSTON | ANGIE & CAROLINE RUSSO | 27 ANGELICO ST | UST-18750 | Commercials | 2 | 1984-10-09 | Permanently Closed | 10000 | Heating Oil No.2
JOHNSTON | ANGIE & CAROLINE RUSSO | 27 ANGELICO ST | UST-18750 | Commercials | 3 | 1984-10-09 | Permanently Closed | 10000 | Heating Oil No.2
JOHNSTON | ANGIE & CAROLINE RUSSO | 27 ANGELICO ST | UST-18750 | Commercials | 4 | 1984-10-09 | Permanently Closed | 20000 | Heating Oil No.2
JOHNSTON | ANTAR AUTO SALES | 1583 PLAINFIELD PIKE | UST-16560 | Commercials | 1 | 1984-10-09 | Permanently Closed | 500 | Waste Oil
JOHNSTON | ANTAR AUTO SALES | 1583 PLAINFIELD PIKE | UST-16560 | Commercials | 2 | 1984-10-09 | Permanently Closed | 1000 | Gasoline
JOHNSTON | ANTAR AUTO SALES | 1583 PLAINFIELD PIKE | UST-16560 | Commercials | 3 | 1984-10-09 | Permanently Closed | 2000 | Gasoline
JOHNSTON | ANTAR AUTO SALES | 1583 PLAINFIELD PIKE | UST-16560 | Commercials | 4 | 1984-10-09 | Permanently Closed | 3000 | Gasoline
JOHNSTON | ANTHONY V. MAZZA | 11 PINE HILL AVE | UST-18507 | Private Residence | 1 | 1984-10-09 | In Use | 2000 | Heating Oil No.2
JOHNSTON | ATWOOD QUALITY TRANSMISSION | 1178 ATWOOD AVE | UST-16234 | Commercials | 1 | 1984-10-09 | Permanently Closed | 275 | Other
JOHNSTON | AUSTIN'S PLANTARAMA | OLD POCASSET RD | UST-15581 | Commercials | 1 | 1984-10-09 | Permanently Closed | 10000 | Heating Oil No.2
JOHNSTON | B & D PLASTICS, INC. | 775 HARTFORD AVE | UST-3236 | Commercials | 1 | 1984-10-09 | Permanently Closed | 1000 | Heating Oil No.2
JOHNSTON | B & D PLASTICS, INC. | 775 HARTFORD AVE | UST-3236 | Commercials | 2 | 1984-10-09 | Permanently Closed | 500 | Unknown
JOHNSTON | B & D PLASTICS, INC. | 775 HARTFORD AVE | UST-3236 | Commercials | 3 | 1984-10-09 | Permanently Closed | 500 | Unknown
JOHNSTON | B. LEE EQUIPMENT & SERVICE, INC. | 1250 PLAINFIELD ST | UST-1056 | Gasoline Station | 1 | 1941-04-01 | Permanently Closed | 2000 | Gasoline
JOHNSTON | B. LEE EQUIPMENT & SERVICE, INC. | 1250 PLAINFIELD ST | UST-1056 | Gasoline Station | 2 | 1941-04-01 | Permanently Closed | 2000 | Gasoline
JOHNSTON | B. LEE EQUIPMENT & SERVICE, INC. | 1250 PLAINFIELD ST | UST-1056 | Gasoline Station | 3 | 1938-04-01 | Permanently Closed | 550 | Waste Oil
JOHNSTON | B. LEE EQUIPMENT & SERVICE, INC. | 1250 PLAINFIELD ST | UST-1056 | Gasoline Station | 4 | 1986-08-01 | Permanently Closed | 1000 | Waste Oil
JOHNSTON | B. LEE EQUIPMENT & SERVICE, INC. | 1250 PLAINFIELD ST | UST-1056 | Gasoline Station | 5 | 1957-04-01 | Permanently Closed | 4000 | Gasoline
JOHNSTON | B. LEE EQUIPMENT & SERVICE, INC. | 1250 PLAINFIELD ST | UST-1056 | Gasoline Station | 6 | 1965-04-01 | Permanently Closed | 4000 | Gasoline
JOHNSTON | BACCALA CONCRETE | 100 ARMENTO ST | UST-3146 | Commercials | 1 | 1980-11-01 | Permanently Closed | 2000 | Diesel
JOHNSTON | BACCALA CONCRETE | 100 ARMENTO ST | UST-3146 | Commercials | 2 | 1980-11-01 | Permanently Closed | 2000 | Diesel
JOHNSTON | BACCALA CONCRETE | 100 ARMENTO ST | UST-3146 | Commercials | 3 | 1980-11-01 | Permanently Closed | 2000 | Unknown
JOHNSTON | BJ'S GAS #208 | 1442 HARTFORD AVE | UST-1636 | Gasoline Station | 1 | 1970-07-01 | Permanently Closed | 6000 | Gasoline
JOHNSTON | BJ'S GAS #208 | 1442 HARTFORD AVE | UST-1636 | Gasoline Station | 2 | 1969-07-01 | Permanently Closed | 6000 | Gasoline
JOHNSTON | BJ'S GAS #208 | 1442 HARTFORD AVE | UST-1636 | Gasoline Station | 3 | 1970-07-01 | Permanently Closed | 6000 | Gasoline
JOHNSTON | BJ'S GAS #208 | 1442 HARTFORD AVE | UST-1636 | Gasoline Station | 4 | 1970-07-01 | Permanently Closed | 6000 | Gasoline
JOHNSTON | BJ'S GAS #208 | 1442 HARTFORD AVE | UST-1636 | Gasoline Station | 5 | 2014-03-14 | In Use | 20000 | Gasoline | Double Walled | 2014-04-10
JOHNSTON | BJ'S GAS #208 | 1442 HARTFORD AVE | UST-1636 | Gasoline Station | 6 | 2014-03-14 | In Use | 10000 | Diesel | Double Walled | 2014-04-10
JOHNSTON | BJ'S GAS #208 | 1442 HARTFORD AVE | UST-1636 | Gasoline Station | 7 | 2014-03-14 | In Use | 10000 | Gasoline | Double Walled | 2014-04-10
JOHNSTON | BJ'S GAS #208 | 1442 HARTFORD AVE | UST-1636 | Gasoline Station | 8 | 2014-03-14 | In Use | 20000 | Gasoline | Double Walled | 2014-04-10
JOHNSTON | BOND PLAZA | 1426-1428 HARTFORD AVE | UST-18597 | Commercials | 1 | 1984-10-09 | Permanently Closed | 1000 | Heating Oil No.2
JOHNSTON | BOND PLAZA | 1426-1428 HARTFORD AVE | UST-18597 | Commercials | 2 | 1984-10-09 | Permanently Closed | 1000 | Heating Oil No.2
JOHNSTON | BRENTWOOD FURNITURE | 2951 HARTFORD AVE | UST-18859 | Commercials | 1 | 1984-10-09 | Permanently Closed | 275 | Unknown
JOHNSTON | BRIARCLIFFE HEALTHCARE FACILITY | 49 OLD POCASSET RD | UST-283 | Commercials | 1 | 1979-03-01 | Permanently Closed | 3000 | Diesel
JOHNSTON | BROWN AVENUE SCHOOL | 14 BROWN AVE | UST-2395 | Education - Town | 1 | 1942-05-01 | In Use | 1000 | Heating Oil No.2
JOHNSTON | BROWN AVENUE SCHOOL | 14 BROWN AVE | UST-2395 | Education - Town | 2 | 1942-05-01 | In Use | 1000 | Heating Oil No.2
JOHNSTON | BROWN AVENUE SCHOOL | 14 BROWN AVE | UST-2395 | Education - Town | 3 | 1942-05-01 | In Use | 500 | Heating Oil No.2
JOHNSTON | C. PEZZA AND SON, INC. | 100 IRONS AVE | UST-1827 | Industrial | 1 | 1972-09-01 | Permanently Closed | 3000 | Gasoline
JOHNSTON | C. PEZZA AND SON, INC. | 100 IRONS AVE | UST-1827 | Industrial | 2 | 1972-09-01 | Permanently Closed | 8000 | Diesel
JOHNSTON | CARDILLO BROTHERS | 1757 PLAINFIELD PIKE | UST-994 | Commercials | 1 | 1945-04-01 | Permanently Closed | 1000 | Gasoline
JOHNSTON | CARDILLO BROTHERS | 1757 PLAINFIELD PIKE | UST-994 | Commercials | 2 | 1945-04-01 | Permanently Closed | 1000 | Gasoline
JOHNSTON | CARDILLO BROTHERS | 1757 PLAINFIELD PIKE | UST-994 | Commercials | 3 | 1984-10-09 | Permanently Closed | 1000 | Gasoline
JOHNSTON | CARRARA'S AUTO CLINIC INC. | 1225 ATWOOD AVE | UST-18558 | Commercials | 1 | 1984-10-09 | Permanently Closed | 6000 | Gasoline
JOHNSTON | CARRARA'S AUTO CLINIC INC. | 1225 ATWOOD AVE | UST-18558 | Commercials | 2 | 1984-10-09 | Permanently Closed | 5000 | Gasoline
JOHNSTON | CARRARA'S AUTO CLINIC INC. | 1225 ATWOOD AVE | UST-18558 | Commercials | 3 | 1984-10-09 | Permanently Closed | 3000 | Gasoline
JOHNSTON | CARRARA'S AUTO CLINIC INC. | 1225 ATWOOD AVE | UST-18558 | Commercials | 4 | 1984-10-09 | Permanently Closed | 3000 | Gasoline
JOHNSTON | CENTRAL CREDIT UNION | 50 ARMENTO | UST-15989 | Commercials | 1 | 1971-12-01 | Permanently Closed | 2000 | Diesel
JOHNSTON | CENTRAL CREDIT UNION | 50 ARMENTO | UST-15989 | Commercials | 2 | 1984-10-09 | Permanently Closed | 2000 | Gasoline
JOHNSTON | CENTRAL NURSERIES INC. | 1155 ATWOOD AVE | UST-2364 | Farm | 1 | 1977-08-01 | Permanently Closed | 3000 | Gasoline
JOHNSTON | CENTRAL NURSERIES INC. | 1155 ATWOOD AVE | UST-2364 | Farm | 2 | 1965-08-01 | Permanently Closed | 275 | Heating Oil No.2
JOHNSTON | CERULLO PROPERTY | 634 KILLINGLY ST | UST-15278 | Other | 1 | 1984-10-09 | Permanently Closed | 550 | Gasoline
JOHNSTON | CERULLO PROPERTY | 634 KILLINGLY ST | UST-15278 | Other | 2 | 1984-10-09 | Permanently Closed | 1000 | Gasoline | Single Walled
JOHNSTON | CHERRY HILL GARAGE (D.O.T.) | 317 CHERRY HILL RD | UST-1289 | State Government | 1 | 1977-05-01 | Permanently Closed | 4000 | Gasoline
JOHNSTON | CHERRY HILL GARAGE (D.O.T.) | 317 CHERRY HILL RD | UST-1289 | State Government | 2 | 1980-05-01 | Permanently Closed | 5000 | Gasoline
JOHNSTON | CHERRY HILL GARAGE (D.O.T.) | 317 CHERRY HILL RD | UST-1289 | State Government | 3 | 1980-05-01 | Permanently Closed | 5000 | Diesel
JOHNSTON | CHERRY HILL GARAGE (D.O.T.) | 317 CHERRY HILL RD | UST-1289 | State Government | 4 | 1984-10-09 | Permanently Closed | 2000 | Gasoline
JOHNSTON | CHERRY HILL GARAGE (D.O.T.) | 317 CHERRY HILL RD | UST-1289 | State Government | 5 | 1984-10-09 | Permanently Closed | 275 | Gasoline
JOHNSTON | CHERRY HILL GARAGE (D.O.T.) | 317 CHERRY HILL RD | UST-1289 | State Government | 6 | 1984-10-09 | In Use | 1000 | Heating Oil No.2
JOHNSTON | CHERRY HILL GARAGE (D.O.T.) | 317 CHERRY HILL RD | UST-1289 | State Government | 7 | 1998-10-07 | Permanently Closed | 6000 | Gasoline | Double Walled
JOHNSTON | CHERRY HILL GARAGE (D.O.T.) | 317 CHERRY HILL RD | UST-1289 | State Government | 8 | 1998-10-07 | Permanently Closed | 6000 | Diesel | Double Walled
JOHNSTON | CHERRY HILL MANOR | 2 CHERRY HILL RD | UST-3353 | Commercials | 1 | 1977-08-01 | Permanently Closed | 500 | Diesel
JOHNSTON | CITGO GAS STATION | 514 GREENVILLE AVE | UST-613 | Gasoline Station | 1 | 1978-04-01 | Permanently Closed | 6000 | Diesel
JOHNSTON | CITGO GAS STATION | 514 GREENVILLE AVE | UST-613 | Gasoline Station | 2 | 1978-04-01 | Permanently Closed | 6000 | Gasoline
JOHNSTON | CITGO GAS STATION | 514 GREENVILLE AVE | UST-613 | Gasoline Station | 3 | 1978-04-01 | Permanently Closed | 6000 | Gasoline
JOHNSTON | CITGO GAS STATION | 514 GREENVILLE AVE | UST-613 | Gasoline Station | 4 | 1978-04-01 | Permanently Closed | 6000 | Gasoline
JOHNSTON | CITGO GAS STATION | 514 GREENVILLE AVE | UST-613 | Gasoline Station | 5 | 1996-02-01 | In Use | 8000 | Gasoline | Double Walled | 1996-02-01
JOHNSTON | CITGO GAS STATION | 514 GREENVILLE AVE | UST-613 | Gasoline Station | 6 | 1996-02-01 | In Use | 8000 | Gasoline | Double Walled | 1996-02-01
JOHNSTON | CITGO GAS STATION | 514 GREENVILLE AVE | UST-613 | Gasoline Station | 7 | 1984-10-09 | Permanently Closed | 1000 | Heating Oil No.2
JOHNSTON | CITGO GAS STATION | 514 GREENVILLE AVE | UST-613 | Gasoline Station | 8 | 1984-10-09 | Permanently Closed | 500 | Waste Oil
JOHNSTON | COLORLITH, INC. | 777 HARTFORD AVE | UST-3865 | Commercials | 1 | 1984-10-09 | Permanently Closed | 2000 | Heating Oil No.2
JOHNSTON | COMMERCIAL BLDG. | 21 OAKDALE AVE | UST-16769 | Commercials | 1 | 1984-10-09 | Permanently Closed | 1000 | Heating Oil No.2
JOHNSTON | COMMERCIAL GARAGE | 71 GREENVILLE AVE | UST-4614 | Commercials | 1 | 1984-10-09 | Permanently Closed | 500 | Heating Oil No.2
JOHNSTON | COMMERCIAL PROPERTY | 389 GEORGE WATERMAN | UST-18825 | Commercials | 1 | 1984-10-09 | Permanently Closed | 500 | Unknown
JOHNSTON | COMPUTER CENTER, INORMATION PROCESSING | 1670 HARTFORD AVE | UST-3164 | State Government | 1 | 1989-09-01 | Permanently Closed | 4000 | Diesel | Double Walled
JOHNSTON | COMPUTER CENTER, INORMATION PROCESSING | 1670 HARTFORD AVE | UST-3164 | State Government | 2 | 1984-10-09 | Permanently Closed | 1000 | Motor Oil
JOHNSTON | COMPUTER CENTER, INORMATION PROCESSING | 1670 HARTFORD AVE | UST-3164 | State Government | 3 | 1984-10-09 | Permanently Closed | 550 | Motor Oil
JOHNSTON | COMPUTER CENTER, INORMATION PROCESSING | 1670 HARTFORD AVE | UST-3164 | State Government | 4 | 1984-10-09 | Permanently Closed | 1000 | Motor Oil
JOHNSTON | CORNER OF BISHOP HILL RD AND HARTFORD AVENUE | 2835 HARTFORD AVE | UST-4987 | City/Town Government | 1 | null | Permanently Closed | 1000 | Gasoline
JOHNSTON | CORNER OF BISHOP HILL RD AND HARTFORD AVENUE | 2835 HARTFORD AVE | UST-4987 | City/Town Government | 2 | null | Permanently Closed | 1000 | Gasoline
JOHNSTON | CORNER OF BISHOP HILL RD AND HARTFORD AVENUE | 2835 HARTFORD AVE | UST-4987 | City/Town Government | 3 | null | Permanently Closed | 1000 | Gasoline
JOHNSTON | CORNER OF BISHOP HILL RD AND HARTFORD AVENUE | 2835 HARTFORD AVE | UST-4987 | City/Town Government | 4 | null | Permanently Closed | 1000 | Gasoline
JOHNSTON | CORVESE'S FARMER'S MARKET | 1294 ATWOOD AVE | UST-289 | Gasoline Station | 1 | 1972-03-01 | Permanently Closed | 5000 | Gasoline
JOHNSTON | CORVESE'S FARMER'S MARKET | 1294 ATWOOD AVE | UST-289 | Gasoline Station | 2 | 1972-03-01 | Permanently Closed | 5000 | Gasoline
JOHNSTON | CORVESE'S FARMER'S MARKET | 1294 ATWOOD AVE | UST-289 | Gasoline Station | 3 | 1972-03-01 | Permanently Closed | 5000 | Gasoline
JOHNSTON | COSTANTINO BROS., INC. | 1674 HARTFORD AVE | UST-1742 | Industrial | 1 | 1984-10-09 | Permanently Closed | 1000 | Heating Oil No.2
JOHNSTON | COSTANTINO BROS., INC. | 1674 HARTFORD AVE | UST-1742 | Industrial | 2 | 1984-10-09 | Permanently Closed | 2000 | Heating Oil No.2
JOHNSTON | CROSSROAD COMMONS | 1395 ATWOOD AVE | UST-18783 | Commercials | 1 | 1991-06-01 | Permanently Closed | 3000 | Heating Oil No.2 | Single Walled
JOHNSTON | CUMBERLAND FARMS #3861 | 2643 HARTFORD AVE | UST-2774 | Gasoline Station | 1 | 1988-06-01 | Permanently Closed | 8000 | Gasoline | Single Walled
JOHNSTON | CUMBERLAND FARMS #3861 | 2643 HARTFORD AVE | UST-2774 | Gasoline Station | 2 | 1988-06-01 | Permanently Closed | 8000 | Gasoline | Single Walled
JOHNSTON | CUMBERLAND FARMS #3861 | 2643 HARTFORD AVE | UST-2774 | Gasoline Station | 3 | 1988-06-01 | Permanently Closed | 8000 | Gasoline | Single Walled
JOHNSTON | CUMBERLAND FARMS #3861 | 2643 HARTFORD AVE | UST-2774 | Gasoline Station | 4 | 1988-06-01 | Permanently Closed | 8000 | Gasoline | Single Walled
JOHNSTON | CUMBERLAND FARMS #3861 | 2643 HARTFORD AVE | UST-2774 | Gasoline Station | 5 | 2014-01-23 | In Use | 12000 | Gasoline | Double Walled
JOHNSTON | CUMBERLAND FARMS #3861 | 2643 HARTFORD AVE | UST-2774 | Gasoline Station | 6 | 2014-01-23 | In Use | 8000 | Diesel | Double Walled
JOHNSTON | CUMBERLAND FARMS #3861 | 2643 HARTFORD AVE | UST-2774 | Gasoline Station | 7 | 2014-01-23 | In Use | 12000 | Gasoline | Double Walled
JOHNSTON | CUMBERLAND FARMS #3861 | 2643 HARTFORD AVE | UST-2774 | Gasoline Station | 8 | 2014-01-23 | In Use | 8000 | Gasoline | Double Walled
JOHNSTON | CUMBERLAND FARMS #3880 | 663 KILLINGLY ST | UST-4528 | Gasoline Station | 1 | 1984-10-09 | Permanently Closed | 6000 | Gasoline
JOHNSTON | CUMBERLAND FARMS #3880 | 663 KILLINGLY ST | UST-4528 | Gasoline Station | 2 | 1984-10-09 | Permanently Closed | 6000 | Gasoline
JOHNSTON | CUMBERLAND FARMS #3880 | 663 KILLINGLY ST | UST-4528 | Gasoline Station | 3 | 1984-10-09 | Permanently Closed | 6000 | Gasoline
JOHNSTON | CUMBERLAND FARMS #3880 | 663 KILLINGLY ST | UST-4528 | Gasoline Station | 4 | 1984-10-09 | Permanently Closed | 500 | Waste Oil
JOHNSTON | CUMBERLAND FARMS #3880 | 663 KILLINGLY ST | UST-4528 | Gasoline Station | 5 | 2014-05-07 | In Use | 12000 | Gasoline | Double Walled | 2014-07-02
JOHNSTON | CUMBERLAND FARMS #3880 | 663 KILLINGLY ST | UST-4528 | Gasoline Station | 6 | 2014-05-07 | In Use | 8000 | Diesel | Double Walled | 2014-07-02
JOHNSTON | CUMBERLAND FARMS #3880 | 663 KILLINGLY ST | UST-4528 | Gasoline Station | 7 | 2014-05-07 | In Use | 12000 | Gasoline | Double Walled | 2014-07-02
JOHNSTON | CUMBERLAND FARMS #3880 | 663 KILLINGLY ST | UST-4528 | Gasoline Station | 8 | 2014-05-07 | In Use | 8000 | Gasoline | Double Walled | 2014-07-02
JOHNSTON | CUMBERLAND FARMS, INC. #3830 | 609 KILLINGLY ST | UST-760 | Gasoline Station | 1 | 1976-04-01 | Permanently Closed | 8020 | Gasoline
JOHNSTON | CUMBERLAND FARMS, INC. #3830 | 609 KILLINGLY ST | UST-760 | Gasoline Station | 2 | 1976-04-01 | Permanently Closed | 8020 | Gasoline
JOHNSTON | CUMBERLAND FARMS, INC. #3830 | 609 KILLINGLY ST | UST-760 | Gasoline Station | 3 | 1976-04-01 | Permanently Closed | 8020 | Gasoline
JOHNSTON | CUMBERLAND FARMS, INC. #3830 | 609 KILLINGLY ST | UST-760 | Gasoline Station | 4 | 1997-03-06 | Permanently Closed | 8000 | Gasoline | Double Walled
JOHNSTON | CUMBERLAND FARMS, INC. #3830 | 609 KILLINGLY ST | UST-760 | Gasoline Station | 5 | 1997-03-06 | Permanently Closed | 8000 | Gasoline | Double Walled
JOHNSTON | CUMBERLAND FARMS, INC. #3830 | 609 KILLINGLY ST | UST-760 | Gasoline Station | 6 | 1997-03-06 | Permanently Closed | 8000 | Gasoline | Double Walled
JOHNSTON | DB MART #19 - TEXACO | 1469 ATWOOD AVE | UST-299 | Gasoline Station | 1 | 1984-03-01 | Permanently Closed | 6000 | Gasoline
JOHNSTON | DB MART #19 - TEXACO | 1469 ATWOOD AVE | UST-299 | Gasoline Station | 2 | 1984-03-01 | Permanently Closed | 6000 | Diesel
JOHNSTON | DB MART #19 - TEXACO | 1469 ATWOOD AVE | UST-299 | Gasoline Station | 3 | 1984-03-01 | Permanently Closed | 6000 | Gasoline
JOHNSTON | DB MART #19 - TEXACO | 1469 ATWOOD AVE | UST-299 | Gasoline Station | 4 | 1984-03-01 | Permanently Closed | 6000 | Gasoline
JOHNSTON | DB MART #19 - TEXACO | 1469 ATWOOD AVE | UST-299 | Gasoline Station | 5 | 1984-10-09 | Permanently Closed | 550 | Heating Oil No.2
JOHNSTON | DECORATIVE SPECIALTIES INTERNATIONAL INC | 1 GOLDSMITH ST | UST-1267 | Industrial | 1 | 1972-05-01 | Permanently Closed | 8000 | Hazardous Substance
JOHNSTON | DECORATIVE SPECIALTIES INTERNATIONAL INC | 1 GOLDSMITH ST | UST-1267 | Industrial | 2 | 1972-05-01 | Permanently Closed | 4000 | Hazardous Substance
JOHNSTON | DECORATIVE SPECIALTIES INTERNATIONAL INC | 1 GOLDSMITH ST | UST-1267 | Industrial | 3 | 1972-05-01 | Permanently Closed | 4000 | Hazardous Substance
JOHNSTON | DECORATIVE SPECIALTIES INTERNATIONAL INC | 1 GOLDSMITH ST | UST-1267 | Industrial | 4 | 1972-05-01 | Permanently Closed | 4000 | Hazardous Substance
JOHNSTON | DECORATIVE SPECIALTIES INTERNATIONAL INC | 1 GOLDSMITH ST | UST-1267 | Industrial | 5 | 1972-05-01 | Permanently Closed | 4000 | Hazardous Substance
JOHNSTON | DECORATIVE SPECIALTIES INTERNATIONAL INC | 1 GOLDSMITH ST | UST-1267 | Industrial | 6 | 1974-05-01 | Permanently Closed | 6000 | Hazardous Substance
JOHNSTON | DECORATIVE SPECIALTIES INTERNATIONAL INC | 1 GOLDSMITH ST | UST-1267 | Industrial | 7 | 1974-05-01 | Permanently Closed | 6000 | Hazardous Substance
JOHNSTON | DECORATIVE SPECIALTIES INTERNATIONAL INC | 1 GOLDSMITH ST | UST-1267 | Industrial | 8 | 1972-05-01 | Permanently Closed | 1000 | Heating Oil No.2
JOHNSTON | DECORATIVE SPECIALTIES INTERNATIONAL INC | 1 GOLDSMITH ST | UST-1267 | Industrial | 9 | 1974-05-01 | Permanently Closed | 10000 | Heating Oil No.4
JOHNSTON | DECORATIVE SPECIALTIES INTERNATIONAL INC | 1 GOLDSMITH ST | UST-1267 | Industrial | 10 | 1984-10-09 | Permanently Closed | 5000 | Heating Oil No.4
JOHNSTON | DEPASQUALE RESIDENCE | 20 LINCOLN DR | ust-19031 | Private Residence | 1 | 1984-10-09 | Permanently Closed | 2000 | Heating Oil No.2
JOHNSTON | DESIGNS INTERNATIONAL | 1263 HARTFORD AVE | ust-19101 | Commercials | 1 | 1984-10-09 | Permanently Closed | 1000 | Gasoline
JOHNSTON | DESIGNS INTERNATIONAL | 1263 HARTFORD AVE | ust-19101 | Commercials | 2 | 1984-10-09 | Permanently Closed | 500 | Heating Oil No.2
JOHNSTON | DIFRUSCIA INDUTRIES, INC. | 20 STARR ST | UST-3759 | Industrial | 1 | 1984-10-09 | Permanently Closed | 1000 | Heating Oil No.2
JOHNSTON | DIFRUSCIA INDUTRIES, INC. | 20 STARR ST | UST-3759 | Industrial | 2 | 1984-10-09 | Permanently Closed | 1500 | Heating Oil No.2
JOHNSTON | DIPIETRO'S SERVICE CENTER (J.J. AUTO) | 31 PUTNAM PIKE | UST-1748 | Commercials | 1 | 1951-04-01 | Permanently Closed | 3000 | Gasoline
JOHNSTON | DIPIETRO'S SERVICE CENTER (J.J. AUTO) | 31 PUTNAM PIKE | UST-1748 | Commercials | 2 | 1951-04-01 | Permanently Closed | 2000 | Gasoline
JOHNSTON | DIPIETRO'S SERVICE CENTER (J.J. AUTO) | 31 PUTNAM PIKE | UST-1748 | Commercials | 3 | 1951-04-01 | Permanently Closed | 2000 | Gasoline
JOHNSTON | DIPIETRO'S SERVICE CENTER (J.J. AUTO) | 31 PUTNAM PIKE | UST-1748 | Commercials | 4 | 1984-10-09 | Permanently Closed | 500 | Waste Oil
JOHNSTON | DIPIETRO'S SERVICE CENTER (J.J. AUTO) | 31 PUTNAM PIKE | UST-1748 | Commercials | 5 | 1984-10-09 | Permanently Closed | 500 | Heating Oil No.2
JOHNSTON | DORAZIO BROS., INC. | 239 PUTNAM AVE | UST-15419 | Industrial | 1 | 1984-10-09 | Permanently Closed | 5000 | Gasoline
JOHNSTON | DORAZIO BROS., INC. | 239 PUTNAM AVE | UST-15419 | Industrial | 2 | 1984-10-09 | Permanently Closed | 5000 | Gasoline
JOHNSTON | DORAZIO BROS., INC. | 239 PUTNAM AVE | UST-15419 | Industrial | 3 | 1984-10-09 | Permanently Closed | 4000 | Gasoline
JOHNSTON | DRSM MART | 2701 HARTFORD AVE | UST-3026 | Gasoline Station | 1 | 1984-10-09 | Permanently Closed | 4000 | Gasoline
JOHNSTON | DRSM MART | 2701 HARTFORD AVE | UST-3026 | Gasoline Station | 2 | 1984-10-09 | Permanently Closed | 4000 | Gasoline
JOHNSTON | DRSM MART | 2701 HARTFORD AVE | UST-3026 | Gasoline Station | 3 | 1984-10-09 | Permanently Closed | 4000 | Gasoline
JOHNSTON | DRSM MART | 2701 HARTFORD AVE | UST-3026 | Gasoline Station | 4 | 1977-04-01 | Permanently Closed | 6000 | Gasoline
JOHNSTON | DRSM MART | 2701 HARTFORD AVE | UST-3026 | Gasoline Station | 5 | 1998-01-01 | In Use | 9000 | Gasoline | Double Walled | 1998-01-01
JOHNSTON | DRSM MART | 2701 HARTFORD AVE | UST-3026 | Gasoline Station | 6 | 1998-01-01 | In Use | 3000 | Gasoline | Double Walled | 1998-01-01
JOHNSTON | DRSM MART | 2701 HARTFORD AVE | UST-3026 | Gasoline Station | 7 | 1984-10-09 | Permanently Closed | 550 | Heating Oil No.2
JOHNSTON | DRSM MART | 2701 HARTFORD AVE | UST-3026 | Gasoline Station | 8 | 1984-10-09 | Permanently Closed | 550 | Waste Oil
JOHNSTON | DYERVILLE REALTY LLC | 60 DYERVILLE AVE | UST-2967 | Commercials | 1 | 1970-06-01 | Permanently Closed | 2000 | Diesel
JOHNSTON | DYERVILLE REALTY LLC | 60 DYERVILLE AVE | UST-2967 | Commercials | 2 | 1970-06-01 | Permanently Closed | 2000 | Diesel
JOHNSTON | DYERVILLE REALTY LLC | 60 DYERVILLE AVE | UST-2967 | Commercials | 3 | null | Permanently Closed | 1000 | Heating Oil No.2
JOHNSTON | EASTERN SCREW | 71 MILL ST | UST-17341 | Commercials | 1 | 1984-10-09 | Permanently Closed | 1000 | Heating Oil No.2
JOHNSTON | ED'S TRUCK & AUTO REPAIR | 28 OAKDALE AVE | UST-15199 | Gasoline Station | 1 | 1968-05-01 | Permanently Closed | 2000 | Diesel
JOHNSTON | ED'S TRUCK & AUTO REPAIR | 28 OAKDALE AVE | UST-15199 | Gasoline Station | 2 | 1984-10-09 | Permanently Closed | 500 | Waste Oil
JOHNSTON | EVANS PLATING CORPORATION | 2 PUTNAM AVE | UST-2307 | Industrial | 1 | 1975-05-01 | Permanently Closed | 4000 | Heating Oil No.2
JOHNSTON | FAMILY AUTO SALES, INC. | 386 GEORGE WATERMAN RD | UST-15526 | Industrial | 1 | 1978-05-01 | Permanently Closed | 1000 | Gasoline
JOHNSTON | FAMILY AUTO SALES, INC. | 386 GEORGE WATERMAN RD | UST-15526 | Industrial | 2 | 1978-05-01 | Permanently Closed | 1000 | Gasoline
JOHNSTON | FAMILY AUTO SALES, INC. | 386 GEORGE WATERMAN RD | UST-15526 | Industrial | 3 | 1978-05-01 | Permanently Closed | 4000 | Gasoline
JOHNSTON | FEDERAL EXPRESS - ZPRO 029 | 29 GREEN EARTH AVE | UST-19313 | Commercials | 1 | 2008-06-05 | In Use | 20000 | Diesel | Double Walled
JOHNSTON | FORMER BROOKS PHARMACY | 10 PUTNAM PIKE | UST-4050 | Commercials | 1 | 1984-10-09 | Permanently Closed | 1000 | Heating Oil No.2
JOHNSTON | FORUM PROPERTIES | 1074 PLAINFIELD ST | UST-18937 | Commercials | 1 | 1984-10-09 | Permanently Closed | 3000 | Heating Oil No.2
JOHNSTON | FRENZE REALTY PROPERTY | 37 MANUEL AVE | UST-18987 | Commercials | 1 | 1984-10-09 | Permanently Closed | 1000 | Heating Oil No.2
JOHNSTON | FRENZE REALTY PROPERTY | 37 MANUEL AVE | UST-18987 | Commercials | 2 | 1984-10-09 | Permanently Closed | 1000 | Heating Oil No.2
JOHNSTON | G. PRUEFER MANUFACTURING | 1669 HARTFORD AVE | UST-18335 | Industrial | 1 | 1984-10-09 | Permanently Closed | 2000 | Heating Oil No.2
JOHNSTON | G.C. CALEF SCHOOL | WAVELAND ST | UST-2394 | Education - Town | 1 | 1997-05-23 | In Use | 1000 | Heating Oil No.2
JOHNSTON | GEORGE BORGES | 1697 HARTFORD AVE | UST-1519 | Gasoline Station | 1 | 1974-04-01 | Permanently Closed | 550 | Heating Oil No.2
JOHNSTON | GEORGE BORGES | 1697 HARTFORD AVE | UST-1519 | Gasoline Station | 2 | 1973-04-01 | Permanently Closed | 5000 | Gasoline
JOHNSTON | GEORGE BORGES | 1697 HARTFORD AVE | UST-1519 | Gasoline Station | 3 | 1973-04-01 | Permanently Closed | 8000 | Gasoline
JOHNSTON | GEORGE BORGES | 1697 HARTFORD AVE | UST-1519 | Gasoline Station | 4 | 1973-04-01 | Permanently Closed | 10000 | Gasoline
JOHNSTON | GEORGE MINOR'S FOREIGN AUTO | 710 KILLINGLY ST | UST-2581 | Gasoline Station | 1 | 1984-10-09 | Permanently Closed | 0 | Other
JOHNSTON | GLOBAL MONTELLO GROUP #1547 | 1897 PLAINFIELD PIKE | UST-3348 | Gasoline Station | 1 | 1992-10-01 | In Use | 12000 | Gasoline | Double Walled | 2017-09-27
JOHNSTON | GLOBAL MONTELLO GROUP #1547 | 1897 PLAINFIELD PIKE | UST-3348 | Gasoline Station | 2 | 1992-10-01 | In Use | 10000 | Gasoline | Double Walled | 2017-09-27
JOHNSTON | GLOBAL MONTELLO GROUP #1547 | 1897 PLAINFIELD PIKE | UST-3348 | Gasoline Station | 3 | 1992-10-01 | In Use | 10000 | Gasoline | Double Walled | 2017-09-27
JOHNSTON | GLOBAL MONTELLO GROUP #1547 | 1897 PLAINFIELD PIKE | UST-3348 | Gasoline Station | 4 | 1992-10-01 | In Use | 10000 | Diesel | Double Walled | 2017-09-27
JOHNSTON | GRANITEVILLE SCHOOL | COLLINS AVE | UST-2391 | Education - Town | 1 | 1997-05-31 | In Use | 2000 | Heating Oil No.2
JOHNSTON | GROUND ROUND | ROUTES 5 & 6 | UST-15951 | Commercials | 1 | 1984-10-09 | Permanently Closed | 1000 | Heating Oil No.2
JOHNSTON | HARTFORD RADIATOR | 2207 HARTFORD AVE | UST-2904 | Gasoline Station | 1 | 1984-10-09 | Permanently Closed | 5000 | Gasoline
JOHNSTON | HARTFORD RADIATOR | 2207 HARTFORD AVE | UST-2904 | Gasoline Station | 2 | 1984-10-09 | Permanently Closed | 5000 | Gasoline
JOHNSTON | HARTFORD RADIATOR | 2207 HARTFORD AVE | UST-2904 | Gasoline Station | 3 | 1984-10-09 | Permanently Closed | 5000 | Gasoline
JOHNSTON | HARTFORD RADIATOR | 2207 HARTFORD AVE | UST-2904 | Gasoline Station | 4 | 1984-10-09 | Permanently Closed | 8000 | Gasoline
JOHNSTON | HARTFORD RADIATOR | 2207 HARTFORD AVE | UST-2904 | Gasoline Station | 5 | 1984-10-09 | Permanently Closed | 4000 | Diesel
JOHNSTON | HARTFORD RADIATOR | 2207 HARTFORD AVE | UST-2904 | Gasoline Station | 6 | 1984-10-09 | Permanently Closed | 4000 | Diesel
JOHNSTON | HAWK AUTO SERVICE CENTER | 119 GREENVILLE AVE | UST-625 | Gasoline Station | 1 | 1983-07-01 | Permanently Closed | 6000 | Gasoline | Single Walled
JOHNSTON | HAWK AUTO SERVICE CENTER | 119 GREENVILLE AVE | UST-625 | Gasoline Station | 2 | 1983-07-01 | Permanently Closed | 6000 | Gasoline | Single Walled
JOHNSTON | HAWK AUTO SERVICE CENTER | 119 GREENVILLE AVE | UST-625 | Gasoline Station | 3 | 1983-07-01 | Permanently Closed | 6000 | Gasoline | Single Walled
JOHNSTON | HAWK AUTO SERVICE CENTER | 119 GREENVILLE AVE | UST-625 | Gasoline Station | 4 | 1983-07-01 | Permanently Closed | 6000 | Diesel | Single Walled
JOHNSTON | HAWK AUTO SERVICE CENTER | 119 GREENVILLE AVE | UST-625 | Gasoline Station | 5 | 1983-07-01 | Permanently Closed | 1000 | Waste Oil | Single Walled
JOHNSTON | HAWK AUTO SERVICE CENTER | 119 GREENVILLE AVE | UST-625 | Gasoline Station | 6 | 1983-07-01 | Permanently Closed | 1000 | Heating Oil No.2
JOHNSTON | HAWK AUTO SERVICE CENTER | 119 GREENVILLE AVE | UST-625 | Gasoline Station | 7 | 1984-10-09 | Permanently Closed | 500 | Heating Oil No.2
JOHNSTON | HI-WAY MOTOR INN | 1880 HARTFORD AVE | UST-18513 | Commercials | 1 | 1984-10-09 | Permanently Closed | 2000 | Heating Oil No.2
JOHNSTON | HY-TEST OIL CO. | 1395 ATWOOD AVE | UST-2131 | Commercials | 1 | 1980-09-01 | Permanently Closed | 20000 | Heating Oil No.2
JOHNSTON | HY-TEST OIL CO. | 1395 ATWOOD AVE | UST-2131 | Commercials | 2 | 1980-09-01 | Permanently Closed | 20000 | Heating Oil No.2
JOHNSTON | HY-TEST OIL CO. | 1395 ATWOOD AVE | UST-2131 | Commercials | 3 | 1980-09-01 | Permanently Closed | 20000 | Heating Oil No.2
JOHNSTON | HY-TEST OIL CO. | 1395 ATWOOD AVE | UST-2131 | Commercials | 4 | 1980-09-01 | Permanently Closed | 20000 | Heating Oil No.2
JOHNSTON | HY-TEST OIL CO. | 1395 ATWOOD AVE | UST-2131 | Commercials | 5 | 1970-10-01 | Permanently Closed | 30000 | Heating Oil No.2
JOHNSTON | HY-TEST OIL CO. | 1395 ATWOOD AVE | UST-2131 | Commercials | 6 | 1970-10-01 | Permanently Closed | 30000 | Heating Oil No.2
JOHNSTON | HY-TEST OIL CO. | 1395 ATWOOD AVE | UST-2131 | Commercials | 7 | 1970-10-01 | Permanently Closed | 30000 | Heating Oil No.2
JOHNSTON | HY-TEST OIL CO. | 1395 ATWOOD AVE | UST-2131 | Commercials | 8 | 1976-08-01 | Permanently Closed | 20000 | Heating Oil No.2
JOHNSTON | HY-TEST OIL CO. | 1395 ATWOOD AVE | UST-2131 | Commercials | 9 | 1976-08-01 | Permanently Closed | 10000 | Heating Oil No.2
JOHNSTON | HY-TEST OIL CO. | 1395 ATWOOD AVE | UST-2131 | Commercials | 10 | 1976-08-01 | Permanently Closed | 3000 | Diesel
JOHNSTON | HY-TEST OIL CO. | 1395 ATWOOD AVE | UST-2131 | Commercials | 11 | 1976-08-01 | Permanently Closed | 10000 | Kerosene
JOHNSTON | HY-TEST OIL CO. | 1395 ATWOOD AVE | UST-2131 | Commercials | 12 | 1976-08-01 | Permanently Closed | 2000 | Gasoline
JOHNSTON | INDUSTRIAL PROPERTY (BREAULT) | 83 WATERMAN AVE | UST-19251 | Industrial | 1 | 1984-10-09 | Permanently Closed | 1000 | Heating Oil No.2
JOHNSTON | INDUSTRIAL PROPERTY (BREAULT) | 83 WATERMAN AVE | UST-19251 | Industrial | 2 | 1984-10-09 | Permanently Closed | 1000 | Heating Oil No.2
JOHNSTON | JAN COMPANY | ONE COMMERCE WAY | UST-15138 | Commercials | 1 | 1984-10-09 | Permanently Closed | 2500 | Heating Oil No.2
JOHNSTON | JENNIE SANTORO PROPERTY | 15 CARL ST | UST-19109 | Other | 1 | 1984-10-09 | Permanently Closed | 1000 | Heating Oil No.2
JOHNSTON | JENNY MACERA RESIDENCE | 220 SIMMONSVILLE AVE | UST-4554 | Private Residence | 1 | 1984-10-09 | Permanently Closed | 1000 | Gasoline
JOHNSTON | JENNY MACERA RESIDENCE | 220 SIMMONSVILLE AVE | UST-4554 | Private Residence | 2 | 1984-10-09 | Permanently Closed | 4000 | Gasoline
JOHNSTON | JERRI LOU REALTY CORP. | 15 INDUSTRIAL LN | UST-18764 | Commercials | 1 | 1984-10-09 | Permanently Closed | 500 | Heating Oil No.2
JOHNSTON | JERRI LOU REALTY CORP. | 15 INDUSTRIAL LN | UST-18764 | Commercials | 2 | 1984-10-09 | Permanently Closed | 500 | Heating Oil No.2
JOHNSTON | JIFFY LUBE | 1527 HARTFORD AVE | UST-3096 | Commercials | 1 | 1987-03-01 | Permanently Closed | 3000 | Waste Oil
JOHNSTON | JIFFY LUBE | 1527 HARTFORD AVE | UST-3096 | Commercials | 2 | 1987-03-01 | Permanently Closed | 3000 | Motor Oil
JOHNSTON | JIFFY LUBE | 1527 HARTFORD AVE | UST-3096 | Commercials | 3 | 1987-03-01 | Permanently Closed | 3000 | Motor Oil
JOHNSTON | JIM'S SERVICE CENTER | 1243 ATWOOD AVE | UST-4076 | Commercials | 1 | 1984-10-09 | Permanently Closed | 500 | Waste Oil
JOHNSTON | JIM'S SERVICE CENTER | 1243 ATWOOD AVE | UST-4076 | Commercials | 2 | null | Tank Not Found | 10000 | Gasoline
JOHNSTON | JOHNSTON AUTO SALES | 33 PUTNAM PIKE | UST-4900 | Commercials | 1 | null | Permanently Closed | 500 | Gasoline | Single Walled
JOHNSTON | JOHNSTON CITGO | 72 PUTNAM PIKE | UST-584 | Gasoline Station | 1 | 1975-04-01 | Permanently Closed | 6000 | Diesel | Single Walled
JOHNSTON | JOHNSTON CITGO | 72 PUTNAM PIKE | UST-584 | Gasoline Station | 2 | 1975-04-01 | Permanently Closed | 6000 | Diesel | Single Walled
JOHNSTON | JOHNSTON CITGO | 72 PUTNAM PIKE | UST-584 | Gasoline Station | 3 | 1975-04-01 | Permanently Closed | 6000 | Gasoline | Single Walled
JOHNSTON | JOHNSTON CITGO | 72 PUTNAM PIKE | UST-584 | Gasoline Station | 4 | 1971-04-01 | Permanently Closed | 10000 | Gasoline | Single Walled
JOHNSTON | JOHNSTON GAS, INC. | 1209 HARTFORD AVE | UST-1679 | Gasoline Station | 1 | 1974-09-01 | Permanently Closed | 12000 | Gasoline
JOHNSTON | JOHNSTON GAS, INC. | 1209 HARTFORD AVE | UST-1679 | Gasoline Station | 2 | 1974-09-01 | Permanently Closed | 12000 | Gasoline
JOHNSTON | JOHNSTON GAS, INC. | 1209 HARTFORD AVE | UST-1679 | Gasoline Station | 3 | 1974-09-01 | Permanently Closed | 8000 | Gasoline
JOHNSTON | JOHNSTON GAS, INC. | 1209 HARTFORD AVE | UST-1679 | Gasoline Station | 4 | 1984-10-09 | Permanently Closed | 400 | Motor Oil
JOHNSTON | JOHNSTON GAS, INC. | 1209 HARTFORD AVE | UST-1679 | Gasoline Station | 5 | 1998-12-29 | In Use | 10000 | Gasoline | Double Walled
JOHNSTON | JOHNSTON GAS, INC. | 1209 HARTFORD AVE | UST-1679 | Gasoline Station | 6 | 1998-12-29 | In Use | 6000 | Gasoline | Double Walled
JOHNSTON | JOHNSTON MATERIALS RECYCLING FACILITY | 33 SHUN PIKE | UST-3765 | Commercials | 1 | 1996-06-01 | Permanently Closed | 600 | Mixture | Double Walled
JOHNSTON | JOHNSTON MUNICIPAL COURT BUILDING | 1600 ATWOOD AVE | UST-4795 | City/Town Government | 1 | 1984-10-09 | Permanently Closed | 1000 | Heating Oil No.2
JOHNSTON | JOHNSTON SENIOR CENTER | 14 PRISCILLA LN | UST-3923 | City/Town Government | 1 | 1984-10-09 | Permanently Closed | 4000 | Gasoline
JOHNSTON | JOHNSTON SENIOR CENTER | 14 PRISCILLA LN | UST-3923 | City/Town Government | 2 | 1984-10-09 | Permanently Closed | 4000 | Gasoline
JOHNSTON | JOHNSTON SENIOR CENTER | 14 PRISCILLA LN | UST-3923 | City/Town Government | 3 | 1984-10-09 | Permanently Closed | 4000 | Gasoline
JOHNSTON | JOHNSTON SENIOR CENTER | 14 PRISCILLA LN | UST-3923 | City/Town Government | 4 | 1984-10-09 | Permanently Closed | 1000 | Other
JOHNSTON | JOHNSTON SENIOR CENTER | 14 PRISCILLA LN | UST-3923 | City/Town Government | 5 | 1984-10-09 | Permanently Closed | 1000 | Heating Oil No.2
JOHNSTON | JOHNSTON SENIOR CENTER | 14 PRISCILLA LN | UST-3923 | City/Town Government | 6 | 1984-10-09 | Permanently Closed | 2000 | Heating Oil No.2
JOHNSTON | JOHNSTON SENIOR HIGH SCHOOL | 345 CHERY HILLROAD | UST-18887 | Education - Town | 1 | 1984-10-09 | Permanently Closed | 15000 | Heating Oil No.6 | Double Walled
JOHNSTON | JOSEPH VITALO | 1537 PLAINFIELD ST | UST-15867 | Commercials | 1 | 1984-10-09 | Permanently Closed | 1000 | Gasoline
JOHNSTON | JOSEPH VITALO | 1537 PLAINFIELD ST | UST-15867 | Commercials | 2 | 1984-10-09 | Permanently Closed | 1000 | Gasoline
JOHNSTON | K-MART #4468 | 1386 ATWOOD AVE | UST-1823 | Commercials | 1 | 1972-04-01 | Permanently Closed | 1000 | Waste Oil
JOHNSTON | L. RUSSO TRUCKING | 1208 ATWOOD AVE | UST-16282 | Commercials | 1 | 1984-10-09 | Permanently Closed | 1500 | Gasoline
JOHNSTON | L. RUSSO TRUCKING | 1208 ATWOOD AVE | UST-16282 | Commercials | 2 | 1984-10-09 | Permanently Closed | 2000 | Diesel
JOHNSTON | L. RUSSO TRUCKING | 1208 ATWOOD AVE | UST-16282 | Commercials | 3 | 1984-10-09 | Permanently Closed | 1000 | Diesel
JOHNSTON | L. RUSSO TRUCKING | 1208 ATWOOD AVE | UST-16282 | Commercials | 4 | 1984-10-09 | Permanently Closed | 1000 | Diesel
JOHNSTON | L. RUSSO TRUCKING | 1208 ATWOOD AVE | UST-16282 | Commercials | 5 | 1984-10-09 | Permanently Closed | 4000 | Diesel
JOHNSTON | LANGELLA TIRE INC. | 1145 ATWOOD AVE | UST-2260 | Commercials | 1 | 1961-01-01 | Permanently Closed | 4000 | Other
JOHNSTON | LANGELLA TIRE INC. | 1145 ATWOOD AVE | UST-2260 | Commercials | 2 | 1961-06-01 | Permanently Closed | 4000 | Other
JOHNSTON | LANGELLA TIRE INC. | 1145 ATWOOD AVE | UST-2260 | Commercials | 3 | 1961-06-01 | Permanently Closed | 4000 | Other
JOHNSTON | LANGELLA TIRE INC. | 1145 ATWOOD AVE | UST-2260 | Commercials | 4 | 1961-06-01 | Permanently Closed | 550 | Waste Oil
JOHNSTON | LANGELLA TIRE INC. | 1145 ATWOOD AVE | UST-2260 | Commercials | 5 | 1961-06-01 | Permanently Closed | 1000 | Heating Oil No.2
JOHNSTON | LILLIAN F. PARI | 14 WOODLAKE DR | UST-3814 | Private Residence | 1 | 1984-10-09 | In Use | 2000 | Heating Oil No.2
JOHNSTON | LILLISN G. BROWN, ESTATE OF | 64 WALNUT ST | UST-17440 | Commercials | 1 | 1984-10-09 | Permanently Closed | 500 | Gasoline
JOHNSTON | LOG GIFT SHOP | 2737 HARTFORD AVE | UST-4314 | Commercials | 1 | 1984-10-09 | Permanently Closed | 3000 | Heating Oil No.2
JOHNSTON | M. EARL ADAMS CO. | PECK HILL RD | UST-2118 | Commercials | 1 | 1979-05-01 | Permanently Closed | 2000 | Heating Oil No.2
JOHNSTON | M. EARL ADAMS CO. | PECK HILL RD | UST-2118 | Commercials | 2 | 1984-10-09 | Permanently Closed | 1000 | Heating Oil No.2
JOHNSTON | M. J. ENTERPRISE, INC. | 120 RAILROAD AVE | UST-3461 | Industrial | 1 | 1984-10-09 | Permanently Closed | 4000 | Heating Oil No.2
JOHNSTON | M.G. MOTORS | 1402 ATWOOD AVE | UST-17307 | Commercials | 1 | 1984-10-09 | Permanently Closed | 10000 | Gasoline
JOHNSTON | M.G. MOTORS | 1402 ATWOOD AVE | UST-17307 | Commercials | 2 | 1984-10-09 | Permanently Closed | 10000 | Gasoline
JOHNSTON | M.G. MOTORS | 1402 ATWOOD AVE | UST-17307 | Commercials | 3 | 1984-10-09 | Permanently Closed | 4000 | Gasoline
JOHNSTON | MANCINI'S SERVICE STATION | 1191 HARTFORD AVE | UST-1754 | Gasoline Station | 1 | 1974-04-01 | Permanently Closed | 3000 | Gasoline
JOHNSTON | MANCINI'S SERVICE STATION | 1191 HARTFORD AVE | UST-1754 | Gasoline Station | 2 | 1988-05-11 | Permanently Closed | 3000 | Gasoline | Single Walled | 1998-04-14
JOHNSTON | MANCINI'S SERVICE STATION | 1191 HARTFORD AVE | UST-1754 | Gasoline Station | 3 | 1974-04-01 | Permanently Closed | 4000 | Gasoline
JOHNSTON | MANCINI'S SERVICE STATION | 1191 HARTFORD AVE | UST-1754 | Gasoline Station | 4 | 1988-05-11 | Permanently Closed | 5000 | Gasoline | Single Walled | 1998-04-14
JOHNSTON | MANCINI'S SERVICE STATION | 1191 HARTFORD AVE | UST-1754 | Gasoline Station | 5 | 1977-06-01 | Permanently Closed | 6000 | Gasoline
JOHNSTON | MANCINI'S SERVICE STATION | 1191 HARTFORD AVE | UST-1754 | Gasoline Station | 6 | 1988-05-11 | Permanently Closed | 5000 | Gasoline | Single Walled
JOHNSTON | MARCELLO'S AUTO SERVICE CENTER | 644 KILLINGLY ST | UST-1329 | Gasoline Station | 1 | 1965-06-01 | Permanently Closed | 4000 | Gasoline
JOHNSTON | MARCELLO'S AUTO SERVICE CENTER | 644 KILLINGLY ST | UST-1329 | Gasoline Station | 2 | 1965-06-01 | Permanently Closed | 4000 | Gasoline
JOHNSTON | MARCELLO'S AUTO SERVICE CENTER | 644 KILLINGLY ST | UST-1329 | Gasoline Station | 3 | 1975-06-01 | Permanently Closed | 4000 | Gasoline
JOHNSTON | MARSHALL FISH PRODUCTS COMPANY | 74 RAILROAD AVE | UST-2338 | Commercials | 1 | 1978-04-01 | Permanently Closed | 10000 | Heating Oil No.2
JOHNSTON | MATTHEWSON EQUIPMENT | 515 GREENVILLE AVE | UST-15301 | Commercials | 1 | 1984-10-09 | Permanently Closed | 1000 | Gasoline
JOHNSTON | MATTHEWSON EQUIPMENT | 515 GREENVILLE AVE | UST-15301 | Commercials | 2 | 1984-10-09 | Permanently Closed | 0 | Heating Oil No.2
JOHNSTON | MC AUTO SALES | 225 GEORGE WATERMAN RD | UST-18469 | Commercials | 1 | 1984-10-09 | Permanently Closed | 1000 | Heating Oil No.2
JOHNSTON | METALS RECYCLING, LLC | 89 CELIA ST | UST-2719 | Industrial | 1 | 1973-03-01 | Permanently Closed | 10000 | Diesel
JOHNSTON | METALS RECYCLING, LLC | 89 CELIA ST | UST-2719 | Industrial | 2 | 1973-03-01 | Permanently Closed | 3000 | Diesel
JOHNSTON | METALS RECYCLING, LLC | 89 CELIA ST | UST-2719 | Industrial | 3 | 1984-03-01 | Permanently Closed | 500 | Waste Oil
JOHNSTON | METALS RECYCLING, LLC | 89 CELIA ST | UST-2719 | Industrial | 4 | 1979-03-01 | Permanently Closed | 10000 | Diesel
JOHNSTON | METALS RECYCLING, LLC | 89 CELIA ST | UST-2719 | Industrial | 5 | 1989-03-01 | Permanently Closed | 6000 | Diesel
JOHNSTON | MOHAWK OIL COMPANY | 430 GEORGE WATERMAN RD | UST-16256 | Commercials | 1 | 1984-10-09 | Permanently Closed | 1000 | Heating Oil No.2
JOHNSTON | MOHAWK OIL COMPANY | 430 GEORGE WATERMAN RD | UST-16256 | Commercials | 2 | 1984-10-09 | Permanently Closed | 275 | Diesel
JOHNSTON | MOHAWK OIL COMPANY | 430 GEORGE WATERMAN RD | UST-16256 | Commercials | 3 | 1984-10-09 | Permanently Closed | 3000 | Unknown
JOHNSTON | MOHAWK OIL COMPANY | 430 GEORGE WATERMAN RD | UST-16256 | Commercials | 4 | 1984-10-09 | Permanently Closed | 3000 | Unknown
JOHNSTON | MY MECHANIC, INC. | 1341 PLAINFIELD ST | UST-1324 | Gasoline Station | 1 | 1940-06-01 | Permanently Closed | 1000 | Gasoline
JOHNSTON | MY MECHANIC, INC. | 1341 PLAINFIELD ST | UST-1324 | Gasoline Station | 2 | 1986-07-01 | Permanently Closed | 3000 | Gasoline | Single Walled
JOHNSTON | MY MECHANIC, INC. | 1341 PLAINFIELD ST | UST-1324 | Gasoline Station | 3 | 1940-06-01 | Permanently Closed | 1000 | Gasoline
JOHNSTON | MY MECHANIC, INC. | 1341 PLAINFIELD ST | UST-1324 | Gasoline Station | 4 | 1940-06-01 | Permanently Closed | 1000 | Gasoline
JOHNSTON | MY MECHANIC, INC. | 1341 PLAINFIELD ST | UST-1324 | Gasoline Station | 5 | 1978-06-01 | Permanently Closed | 4000 | Gasoline
JOHNSTON | MY MECHANIC, INC. | 1341 PLAINFIELD ST | UST-1324 | Gasoline Station | 6 | 1997-11-01 | Permanently Closed | 8000 | Gasoline | Double Walled
JOHNSTON | MY MECHANIC, INC. | 1341 PLAINFIELD ST | UST-1324 | Gasoline Station | 7 | 1984-10-09 | Permanently Closed | 1000 | Heating Oil No.2
JOHNSTON | N.A. FERRI MIDDLE SCHOOL | 10 MEMORIAL DR | UST-2392 | Education - Town | 1 | 1960-05-01 | In Use | 10000 | Heating Oil No.2
JOHNSTON | NEUTACONKANUT PUMPING STATION | POLE 10 ASHBY ST | UST-1701 | City/Town Government | 1 | 1934-08-01 | Permanently Closed | 1000 | Heating Oil No.2
JOHNSTON | NEUTACONKANUT PUMPING STATION | POLE 10 ASHBY ST | UST-1701 | City/Town Government | 2 | 1984-10-09 | Permanently Closed | 2000 | Gasoline
JOHNSTON | NEW BD MART | 1180 ATWOOD AVE | UST-754 | Gasoline Station | 1 | 1976-04-01 | Permanently Closed | 8000 | Gasoline
JOHNSTON | NEW BD MART | 1180 ATWOOD AVE | UST-754 | Gasoline Station | 2 | 1995-10-01 | In Use | 8000 | Gasoline |  | 1995-08-01
JOHNSTON | NEW BD MART | 1180 ATWOOD AVE | UST-754 | Gasoline Station | 3 | 1976-04-01 | Permanently Closed | 8000 | Gasoline
JOHNSTON | NEW BD MART | 1180 ATWOOD AVE | UST-754 | Gasoline Station | 4 | 1995-10-01 | In Use | 8000 | Gasoline |  | 1995-08-01
JOHNSTON | NEW BD MART | 1180 ATWOOD AVE | UST-754 | Gasoline Station | 5 | 1976-04-01 | Permanently Closed | 8000 | Gasoline
JOHNSTON | NEW BD MART | 1180 ATWOOD AVE | UST-754 | Gasoline Station | 6 | 1995-10-01 | In Use | 8000 | Gasoline |  | 1995-08-01
JOHNSTON | NEW CENTURY AUTO BODY, INC. | 1249 PLAINFIELD ST | UST-18501 | Commercials | 1 | 1984-10-09 | Permanently Closed | 3000 | Heating Oil No.2
JOHNSTON | NIGRIS PROPERTY | 1215-1221 ATWOOD AVE | UST-19308 | Commercials | 1 | 1984-10-09 | Permanently Closed | 2500 | Heating Oil No.2
JOHNSTON | NORTHWOODS | 1301 ATWOOD AVE | UST-1762 | Commercials | 1 | 1972-07-01 | Permanently Closed | 10000 | Diesel
JOHNSTON | NORTHWOODS | 1301 ATWOOD AVE | UST-1762 | Commercials | 2 | 1996-11-01 | Permanently Closed | 10000 | Diesel | Double Walled
JOHNSTON | NURSERY/GREEN HOUSES | 1447-1491 HARTFORD AVE | UST-16574 | Commercials | 1 | 1984-10-09 | Permanently Closed | 2500 | Heating Oil No.2
JOHNSTON | OCEAN-STATE NURSERIES | 2953 HARTFORD AVE | UST-16233 | Farm | 1 | 1984-10-09 | Permanently Closed | 3000 | Heating Oil No.2
JOHNSTON | OUR LADY OF GRACE CHURCH | 15 GEORGE WATERMAN RD | UST-2140 | Other | 1 | 1966-10-01 | Permanently Closed | 4000 | Heating Oil No.2
JOHNSTON | PALUMBO'S GARAGE | 197 SIMMONSVILLE AVE | UST-2924 | Gasoline Station | 1 | 1978-12-01 | Permanently Closed | 5000 | Gasoline
JOHNSTON | PALUMBO'S GARAGE | 197 SIMMONSVILLE AVE | UST-2924 | Gasoline Station | 2 | 1978-12-01 | Permanently Closed | 5000 | Gasoline
JOHNSTON | PALUMBO'S GARAGE | 197 SIMMONSVILLE AVE | UST-2924 | Gasoline Station | 3 | 1984-10-09 | Permanently Closed | 1000 | Waste Oil
JOHNSTON | PALUMBO'S GARAGE | 197 SIMMONSVILLE AVE | UST-2924 | Gasoline Station | 4 | 1984-10-09 | Permanently Closed | 1000 | Heating Oil No.2
JOHNSTON | PARASCANDOLA AND SONS | 23 1/2 BOWEN ST | UST-18056 | Commercials | 1 | 1984-10-09 | Permanently Closed | 10000 | Diesel
JOHNSTON | PARASCANDOLA AND SONS | 23 1/2 BOWEN ST | UST-18056 | Commercials | 2 | 1984-10-09 | Permanently Closed | 6000 | Gasoline
JOHNSTON | PETERBILT | 11 INDUSTRIAL LN | UST-2599 | Commercials | 1 | 1972-07-01 | Permanently Closed | 2000 | Gasoline
JOHNSTON | PETERBILT | 11 INDUSTRIAL LN | UST-2599 | Commercials | 2 | 1972-07-01 | Permanently Closed | 1000 | Diesel
JOHNSTON | PETROIL CORPORATION/TRICKETT REALTY TRUST | 1401 PLAINFIELD ST | UST-1513 | Gasoline Station | 1 | 1970-04-01 | Permanently Closed | 510 | Heating Oil No.2
JOHNSTON | PETROIL CORPORATION/TRICKETT REALTY TRUST | 1401 PLAINFIELD ST | UST-1513 | Gasoline Station | 2 | 1970-04-01 | Permanently Closed | 510 | Waste Oil
JOHNSTON | PETROIL CORPORATION/TRICKETT REALTY TRUST | 1401 PLAINFIELD ST | UST-1513 | Gasoline Station | 3 | 1970-04-01 | Permanently Closed | 6000 | Gasoline
JOHNSTON | PETROIL CORPORATION/TRICKETT REALTY TRUST | 1401 PLAINFIELD ST | UST-1513 | Gasoline Station | 4 | 1970-04-01 | Permanently Closed | 8000 | Gasoline
JOHNSTON | PETROIL CORPORATION/TRICKETT REALTY TRUST | 1401 PLAINFIELD ST | UST-1513 | Gasoline Station | 5 | 1970-04-01 | Permanently Closed | 10000 | Gasoline
JOHNSTON | PETROIL CORPORATION/TRICKETT REALTY TRUST | 1401 PLAINFIELD ST | UST-1513 | Gasoline Station | 6 | 1987-11-01 | Permanently Closed | 10000 | Gasoline | Single Walled
JOHNSTON | PETROIL CORPORATION/TRICKETT REALTY TRUST | 1401 PLAINFIELD ST | UST-1513 | Gasoline Station | 7 | 1987-11-01 | Permanently Closed | 10000 | Diesel | Single Walled
JOHNSTON | PETROIL CORPORATION/TRICKETT REALTY TRUST | 1401 PLAINFIELD ST | UST-1513 | Gasoline Station | 8 | 1987-11-01 | Permanently Closed | 10000 | Gasoline | Single Walled
JOHNSTON | PETROIL CORPORATION/TRICKETT REALTY TRUST | 1401 PLAINFIELD ST | UST-1513 | Gasoline Station | 9 | 1987-11-01 | Permanently Closed | 10000 | Gasoline | Single Walled
JOHNSTON | PETROIL CORPORATION/TRICKETT REALTY TRUST | 1401 PLAINFIELD ST | UST-1513 | Gasoline Station | 10 | 2010-09-07 | In Use | 20000 | Gasoline | Double Walled | 2010-09-07
JOHNSTON | PETROIL CORPORATION/TRICKETT REALTY TRUST | 1401 PLAINFIELD ST | UST-1513 | Gasoline Station | 11 | 2010-09-07 | In Use | 8000 | Gasoline | Double Walled | 2010-09-07
JOHNSTON | PETROIL CORPORATION/TRICKETT REALTY TRUST | 1401 PLAINFIELD ST | UST-1513 | Gasoline Station | 12 | 2010-09-07 | In Use | 4000 | Diesel | Double Walled | 2010-09-07
JOHNSTON | PICK 'N PAY FOOD MART | 94 GEORGE WATERMAN RD | UST-738 | Gasoline Station | 1 | 1973-04-01 | Permanently Closed | 8000 | Gasoline
JOHNSTON | PICK 'N PAY FOOD MART | 94 GEORGE WATERMAN RD | UST-738 | Gasoline Station | 2 | 1973-04-01 | Permanently Closed | 8000 | Gasoline
JOHNSTON | PICK 'N PAY FOOD MART | 94 GEORGE WATERMAN RD | UST-738 | Gasoline Station | 3 | 1973-04-01 | Permanently Closed | 8000 | Gasoline
JOHNSTON | PICK 'N PAY FOOD MART | 94 GEORGE WATERMAN RD | UST-738 | Gasoline Station | 4 | 1998-08-17 | In Use | 10000 | Gasoline | Double Walled
JOHNSTON | PICK 'N PAY FOOD MART | 94 GEORGE WATERMAN RD | UST-738 | Gasoline Station | 5 | 1998-08-17 | In Use | 10000 | Gasoline | Double Walled
JOHNSTON | PICK 'N PAY FOOD MART | 94 GEORGE WATERMAN RD | UST-738 | Gasoline Station | 6 | 1984-10-09 | Permanently Closed | 550 | Heating Oil No.2
JOHNSTON | PICK 'N PAY FOOD MART | 94 GEORGE WATERMAN RD | UST-738 | Gasoline Station | 7 | 1984-10-09 | Permanently Closed | 550 | Heating Oil No.2
JOHNSTON | PICK 'N PAY FOOD MART | 94 GEORGE WATERMAN RD | UST-738 | Gasoline Station | 8 | 1984-10-09 | Permanently Closed | 550 | Heating Oil No.2
JOHNSTON | PICK 'N PAY FOOD MART | 94 GEORGE WATERMAN RD | UST-738 | Gasoline Station | 9 | 1984-10-09 | Permanently Closed | 550 | Heating Oil No.2
JOHNSTON | PICK 'N PAY FOOD MART | 94 GEORGE WATERMAN RD | UST-738 | Gasoline Station | 10 | 1984-10-09 | Permanently Closed | 550 | Heating Oil No.2
JOHNSTON | PIED PIPER NURSERY SCHOOL | 13 HEBDEEN ST | UST-2448 | Education Private | 1 | 1973-04-01 | Permanently Closed | 1000 | Heating Oil No.2
JOHNSTON | PIETRINA GATTA | 121 SIMMONSVILLE AVE | UST-15271 | Other | 1 | 1984-10-09 | Permanently Closed | 500 | Heating Oil No.2
JOHNSTON | PLAINFIELD PIKE GULF, INC. | 1889 PLAINFIELD PIKE | UST-19215 | Gasoline Station | 1 | 2003-12-13 | In Use | 15000 | Gasoline | Double Walled
JOHNSTON | PLAINFIELD PIKE GULF, INC. | 1889 PLAINFIELD PIKE | UST-19215 | Gasoline Station | 2 | 2003-12-13 | In Use | 4000 | Gasoline | Double Walled | 2012-04-16
JOHNSTON | PLAINFIELD PIKE GULF, INC. | 1889 PLAINFIELD PIKE | UST-19215 | Gasoline Station | 3 | 2003-12-13 | In Use | 4000 | Diesel | Double Walled | 2012-04-16
JOHNSTON | PLAZA 44 | 39 PUTNAM PIKE | UST-2365 | Commercials | 1 | 1984-10-09 | Permanently Closed | 1000 | Heating Oil No.2
JOHNSTON | PLAZA 44 | 39 PUTNAM PIKE | UST-2365 | Commercials | 2 | 1984-10-09 | Permanently Closed | 1000 | Heating Oil No.2
JOHNSTON | POCASSET MILL COMPLEX | 75 POCASSET ST | UST-3965 | Industrial | 1 | 1984-10-09 | Permanently Closed | 10000 | Heating Oil No.4
JOHNSTON | PROTECH AUTOMOTIVE SERVICES | 1901 PLAINFIELD PIKE | UST-4349 | Commercials | 1 | 2009-12-19 | In Use | 1000 | Mixture | Double Walled
JOHNSTON | PROVIDENCE CLEANSERS, INC. | 1010 PLAINFIELD ST | UST-17384 | Commercials | 1 | 1984-10-09 | Permanently Closed | 4000 | Diesel
JOHNSTON | PROVIDENCE CLEANSERS, INC. | 1010 PLAINFIELD ST | UST-17384 | Commercials | 2 | 1970-04-25 | Permanently Closed | 1000 | Gasoline
JOHNSTON | PROVIDENCE CLEANSERS, INC. | 1010 PLAINFIELD ST | UST-17384 | Commercials | 3 | 1970-04-25 | Permanently Closed | 1000 | Gasoline
JOHNSTON | PROVIDENCE JOURNAL CO. | 1 LUDLOW ST | UST-3068 | Commercials | 1 | 1984-10-09 | Permanently Closed | 300 | Heating Oil No.2
JOHNSTON | PROVIDENCE JOURNAL CO. | 1 LUDLOW ST | UST-3068 | Commercials | 2 | 1984-10-09 | Permanently Closed | 1000 | Heating Oil No.2
JOHNSTON | PROVIDENCE JOURNAL CO. | 1 LUDLOW ST | UST-3068 | Commercials | 3 | 1989-05-01 | Permanently Closed | 1000 | Heating Oil No.2 | Double Walled
JOHNSTON | PROVIDENCE WATER SUPPLY BOARD | 387 GREENVILLE AVE | UST-18732 | City/Town Government | 1 | 1984-10-09 | Permanently Closed | 150 | Diesel
JOHNSTON | QUICK FUEL | 1601 HARTFORD AVE | UST-18961 | Gasoline Station | 1 | 2002-05-31 | Permanently Closed | 10000 | Gasoline | Double Walled | 2002-05-31
JOHNSTON | QUICK FUEL | 1601 HARTFORD AVE | UST-18961 | Gasoline Station | 2 | 2002-05-31 | Permanently Closed | 15000 | Gasoline | Double Walled | 2002-05-31
JOHNSTON | QUICK FUEL | 1601 HARTFORD AVE | UST-18961 | Gasoline Station | 3 | 2022-03-04 | In Use | 15000 | Gasoline | Double Walled | 2022-03-21
JOHNSTON | QUICK FUEL | 1601 HARTFORD AVE | UST-18961 | Gasoline Station | 4 | 2022-03-04 | In Use | 6000 | Gasoline | Double Walled | 2022-03-21
JOHNSTON | QUICK FUEL | 1601 HARTFORD AVE | UST-18961 | Gasoline Station | 5 | 2022-03-04 | In Use | 6000 | Diesel | Double Walled | 2022-03-21
JOHNSTON | QUINCY INVESTMENTS APARTMENT | 270 GREENVILLE AVE | UST-4078 | Commercials | 1 | 1984-10-09 | Permanently Closed | 1000 | Heating Oil No.2
JOHNSTON | R & F ENTERPRISES, INC. | 2740 HARTFORD AVE | UST-3165 | Commercials | 1 | 1965-02-01 | Permanently Closed | 550 | Waste Oil
JOHNSTON | R & F ENTERPRISES, INC. | 2740 HARTFORD AVE | UST-3165 | Commercials | 2 | 1965-02-01 | Permanently Closed | 550 | Heating Oil No.2
JOHNSTON | R & F ENTERPRISES, INC. | 2740 HARTFORD AVE | UST-3165 | Commercials | 3 | 1984-10-09 | Permanently Closed | 4000 | Gasoline
JOHNSTON | R & F ENTERPRISES, INC. | 2740 HARTFORD AVE | UST-3165 | Commercials | 4 | 1984-10-09 | Permanently Closed | 4000 | Gasoline
JOHNSTON | R & F ENTERPRISES, INC. | 2740 HARTFORD AVE | UST-3165 | Commercials | 5 | 1984-10-09 | Permanently Closed | 4000 | Gasoline
JOHNSTON | R & F ENTERPRISES, INC. | 2740 HARTFORD AVE | UST-3165 | Commercials | 6 | 1984-10-09 | Permanently Closed | 3000 | Gasoline
JOHNSTON | R & F ENTERPRISES, INC. | 2740 HARTFORD AVE | UST-3165 | Commercials | 7 | 1984-10-09 | Permanently Closed | 2000 | Gasoline
JOHNSTON | R & F ENTERPRISES, INC. | 2740 HARTFORD AVE | UST-3165 | Commercials | 8 | 1984-10-09 | Permanently Closed | 2000 | Gasoline
JOHNSTON | RA1 LLC | 135 PUTNAM AVE | UST-1793 | Gasoline Station | 1 | 1985-05-01 | Permanently Closed | 8000 | Gasoline
JOHNSTON | RA1 LLC | 135 PUTNAM AVE | UST-1793 | Gasoline Station | 2 | 1985-05-01 | Permanently Closed | 8000 | Gasoline
JOHNSTON | RA1 LLC | 135 PUTNAM AVE | UST-1793 | Gasoline Station | 3 | 1985-05-01 | Permanently Closed | 4000 | Gasoline
JOHNSTON | RA1 LLC | 135 PUTNAM AVE | UST-1793 | Gasoline Station | 4 | 1985-05-01 | In Use | 3000 | Heating Oil No.2 | Single Walled
JOHNSTON | RA1 LLC | 135 PUTNAM AVE | UST-1793 | Gasoline Station | 5 | 1996-10-01 | In Use | 10000 | Gasoline | Double Walled | 1996-10-01
JOHNSTON | RA1 LLC | 135 PUTNAM AVE | UST-1793 | Gasoline Station | 6 | 1996-10-01 | In Use | 10000 | Gasoline | Double Walled | 1996-10-01
JOHNSTON | RAILROAD REALTY LLC BUILDING | 100 RAILROAD AVE | UST-2401 | Industrial | 1 | 1984-10-09 | In Use | 5000 | Heating Oil No.2
JOHNSTON | RAILROAD REALTY LLC BUILDING | 100 RAILROAD AVE | UST-2401 | Industrial | 2 | 1984-10-09 | Permanently Closed | 1000 | Other
JOHNSTON | RAILROAD REALTY LLC BUILDING | 100 RAILROAD AVE | UST-2401 | Industrial | 3 | 1984-10-09 | Permanently Closed | 2000 | Gasoline
JOHNSTON | RAILROAD REALTY LLC BUILDING | 100 RAILROAD AVE | UST-2401 | Industrial | 4 | 1984-10-09 | Permanently Closed | 2000 | Gasoline
JOHNSTON | RAILROAD STRET PROPERTIES | 115 RAILROAD ST | UST-18835 | Commercials | 1 | 1984-10-09 | Permanently Closed | 2000 | Unknown
JOHNSTON | RAILROAD STRET PROPERTIES | 115 RAILROAD ST | UST-18835 | Commercials | 2 | 1984-10-09 | Permanently Closed | 1000 | Unknown
JOHNSTON | RAMOT REALTY ASSOCIATES | 7 MORGAN MILL RD | UST-19195 | Commercials | 1 | 1984-10-09 | Permanently Closed | 1000 | Heating Oil No.2
JOHNSTON | RAMTECH | 87 PUTNAM PIKE | UST-18939 | Other | 1 | 1984-10-09 | Permanently Closed | 2000 | Heating Oil No.2
JOHNSTON | RAMTECH | 87 PUTNAM PIKE | UST-18939 | Other | 2 | 1984-10-09 | Permanently Closed | 2000 | Heating Oil No.2
JOHNSTON | RHODE ISLAND STATE ENERGY CENTER | 24 SHUN PIKE | UST-19316 | Commercials | 1 | 2001-02-01 | In Use | 7000 | Mixture | Double Walled
JOHNSTON | RI RESOURCE RECOVERY CORPORATION | 65 SHUN PIKE | UST-2648 | Other | 1 | 1979-11-01 | Permanently Closed | 1000 | Gasoline
JOHNSTON | RI RESOURCE RECOVERY CORPORATION | 65 SHUN PIKE | UST-2648 | Other | 2 | 1984-11-01 | Permanently Closed | 3000 | Diesel
JOHNSTON | RI RESOURCE RECOVERY CORPORATION | 65 SHUN PIKE | UST-2648 | Other | 3 | 1979-11-01 | Permanently Closed | 1000 | Diesel
JOHNSTON | RI RESOURCE RECOVERY CORPORATION | 65 SHUN PIKE | UST-2648 | Other | 4 | 1984-10-09 | Permanently Closed | 550 | Waste Oil
JOHNSTON | RI RESOURCE RECOVERY CORPORATION | 65 SHUN PIKE | UST-2648 | Other | 5 | 1984-10-09 | Permanently Closed | 1000 | Gasoline
JOHNSTON | RI RESOURCE RECOVERY CORPORATION | 65 SHUN PIKE | UST-2648 | Other | 6 | 1984-10-09 | Permanently Closed | 6000 | Diesel
JOHNSTON | RI RESOURCE RECOVERY CORPORATION | 65 SHUN PIKE | UST-2648 | Other | 7 | 1990-09-01 | Permanently Closed | 550 | Diesel
JOHNSTON | RI SOLID WASTE | 295 SCITUATE AVE | UST-16201 | Commercials | 1 | 1984-10-09 | Permanently Closed | 1000 | Heating Oil No.2
JOHNSTON | RICH PAPER BOX | 75 POCASSET ST | UST-16521 | Industrial | 1 | 1984-10-09 | Permanently Closed | 500 | Gasoline
JOHNSTON | RICH PAPER BOX, DBA CUTLER DISPLAY & PKG. | 75 POCASSET ST | UST-3520 | Industrial | 1 | 1984-10-09 | Permanently Closed | 10000 | Heating Oil No.4
JOHNSTON | ROAD RUNNERS FOOD MART | 2862 HARTFORD AVE | UST-3176 | Gasoline Station | 1 | 1984-10-09 | Permanently Closed | 500 | Heating Oil No.2
JOHNSTON | ROAD RUNNERS FOOD MART | 2862 HARTFORD AVE | UST-3176 | Gasoline Station | 2 | 1984-10-09 | Permanently Closed | 4000 | Gasoline
JOHNSTON | ROAD RUNNERS FOOD MART | 2862 HARTFORD AVE | UST-3176 | Gasoline Station | 3 | 1984-10-09 | Permanently Closed | 4000 | Gasoline
JOHNSTON | ROAD RUNNERS FOOD MART | 2862 HARTFORD AVE | UST-3176 | Gasoline Station | 4 | 1993-10-01 | Permanently Closed | 6000 | Gasoline | Double Walled | 1993-10-01
JOHNSTON | ROAD RUNNERS FOOD MART | 2862 HARTFORD AVE | UST-3176 | Gasoline Station | 5 | 1993-10-01 | Permanently Closed | 10000 | Gasoline | Double Walled | 1993-10-01
JOHNSTON | ROAD RUNNERS FOOD MART | 2862 HARTFORD AVE | UST-3176 | Gasoline Station | 6 | 1993-10-01 | Permanently Closed | 5000 | Diesel | Double Walled | 1993-10-01
JOHNSTON | ROAD RUNNERS FOOD MART | 2862 HARTFORD AVE | UST-3176 | Gasoline Station | 7 | 1984-10-09 | Permanently Closed | 500 | Waste Oil
JOHNSTON | ROAD RUNNERS FOOD MART | 2862 HARTFORD AVE | UST-3176 | Gasoline Station | 8 | 2019-05-28 | In Use | 8000 | Gasoline | Double Walled | 2019-06-03
JOHNSTON | ROAD RUNNERS FOOD MART | 2862 HARTFORD AVE | UST-3176 | Gasoline Station | 9 | 2019-05-28 | In Use | 4000 | Gasoline | Double Walled | 2019-06-03
JOHNSTON | ROAD RUNNERS FOOD MART | 2862 HARTFORD AVE | UST-3176 | Gasoline Station | 10 | 2019-05-28 | In Use | 8000 | Gasoline | Double Walled | 2019-06-03
JOHNSTON | ROAD RUNNERS FOOD MART | 2862 HARTFORD AVE | UST-3176 | Gasoline Station | 11 | 2019-05-28 | In Use | 4000 | Diesel | Double Walled | 2019-06-03
JOHNSTON | ROBERT PILOZZI | 1601 HARTFORD AVE/MEMORIAL DR | UST-15640 | Commercials | 1 | 1984-10-09 | Permanently Closed | 4000 | Gasoline
JOHNSTON | ROBERT PILOZZI | 1601 HARTFORD AVE/MEMORIAL DR | UST-15640 | Commercials | 2 | 1984-10-09 | Permanently Closed | 3500 | Gasoline
JOHNSTON | ROBERT PILOZZI | 1601 HARTFORD AVE/MEMORIAL DR | UST-15640 | Commercials | 3 | 1984-10-09 | Permanently Closed | 2500 | Unknown
JOHNSTON | ROBERT PILOZZI | 1601 HARTFORD AVE/MEMORIAL DR | UST-15640 | Commercials | 4 | 1984-10-09 | Permanently Closed | 1000 | Unknown
JOHNSTON | ROBERT PILOZZI | 1601 HARTFORD AVE/MEMORIAL DR | UST-15640 | Commercials | 5 | 1984-10-09 | Permanently Closed | 750 | Unknown
JOHNSTON | ROBERT PILOZZI | 1601 HARTFORD AVE/MEMORIAL DR | UST-15640 | Commercials | 6 | 1984-10-09 | Permanently Closed | 750 | Unknown
JOHNSTON | ROUTE 44 AUTO CONCEPTS | 200 PUTNAM AVE | UST-4761 | Industrial | 1 | 1984-10-09 | Permanently Closed | 330 | Heating Oil No.2 | Single Walled
JOHNSTON | RYAN HEALTH CENTER, INC. | 80 MORGAN AVE | UST-3789 | Commercials | 1 | 1984-10-09 | Permanently Closed | 1000 | Diesel
JOHNSTON | S.B. WINSOR DAIRY | 18 CLINTON ST | UST-2663 | Farm | 1 | 1976-08-01 | Permanently Closed | 4000 | Gasoline
JOHNSTON | S.B. WINSOR DAIRY | 18 CLINTON ST | UST-2663 | Farm | 2 | 1977-09-01 | Permanently Closed | 1000 | Heating Oil No.2
JOHNSTON | S.D. BARNES SCHOOL | 24 BARNES AVE | UST-2390 | Education - Town | 1 | 1953-05-01 | In Use | 2000 | Heating Oil No.2
JOHNSTON | SALO CONSTRUCTION CO. | 1 CENTRE ST | UST-2137 | Commercials | 1 | 1984-10-09 | Permanently Closed | 500 | Gasoline
JOHNSTON | SALO CONSTRUCTION CO. | 1 CENTRE ST | UST-2137 | Commercials | 2 | 1984-10-09 | Permanently Closed | 2000 | Diesel
JOHNSTON | SANITARY SEWAGE PUMPING STATION | CENTRAL AVE | UST-3102 | State Government | 1 | 1985-05-01 | Permanently Closed | 550 | Diesel
JOHNSTON | SASA PETROLEUM SERVICE, INC. | 1393 PLAINFIELD ST | UST-2261 | Gasoline Station | 1 | 1979-04-01 | Permanently Closed | 6000 | Gasoline
JOHNSTON | SASA PETROLEUM SERVICE, INC. | 1393 PLAINFIELD ST | UST-2261 | Gasoline Station | 2 | 1979-04-01 | Permanently Closed | 6000 | Gasoline
JOHNSTON | SASA PETROLEUM SERVICE, INC. | 1393 PLAINFIELD ST | UST-2261 | Gasoline Station | 3 | 1979-04-01 | Permanently Closed | 6000 | Gasoline
JOHNSTON | SASA PETROLEUM SERVICE, INC. | 1393 PLAINFIELD ST | UST-2261 | Gasoline Station | 4 | 1984-10-09 | Permanently Closed | 1000 | Diesel
JOHNSTON | SASA PETROLEUM SERVICE, INC. | 1393 PLAINFIELD ST | UST-2261 | Gasoline Station | 5 | 1984-10-09 | Permanently Closed | 1000 | Diesel
JOHNSTON | SASA PETROLEUM SERVICE, INC. | 1393 PLAINFIELD ST | UST-2261 | Gasoline Station | 6 | 1984-10-09 | Permanently Closed | 1000 | Heating Oil No.2
JOHNSTON | SASA PETROLEUM SERVICE, INC. | 1393 PLAINFIELD ST | UST-2261 | Gasoline Station | 7 | 1984-10-09 | Permanently Closed | 500 | Waste Oil
JOHNSTON | SASA PETROLEUM SERVICE, INC. | 1393 PLAINFIELD ST | UST-2261 | Gasoline Station | 8 | 1984-10-09 | Permanently Closed | 2000 | Other
JOHNSTON | SASA PETROLEUM SERVICE, INC. | 1393 PLAINFIELD ST | UST-2261 | Gasoline Station | 9 | 1984-10-09 | Permanently Closed | 2000 | Other
JOHNSTON | SASA PETROLEUM SERVICE, INC. | 1393 PLAINFIELD ST | UST-2261 | Gasoline Station | 10 | 1984-10-09 | Permanently Closed | 2000 | Other
JOHNSTON | SCITUATE OIL COMPANY, INC. | 26 GREEN HILL RD | UST-1561 | Commercials | 1 | 1986-02-01 | Permanently Closed | 12000 | Diesel | Double Walled
JOHNSTON | SCITUATE OIL COMPANY, INC. | 26 GREEN HILL RD | UST-1561 | Commercials | 2 | 1986-02-01 | Permanently Closed | 5000 | Gasoline | Double Walled
JOHNSTON | SCITUATE OIL COMPANY, INC. | 26 GREEN HILL RD | UST-1561 | Commercials | 3 | 1986-02-01 | Permanently Closed | 2000 | Heating Oil No.2 | Single Walled
JOHNSTON | SCOTT'S GARAGE | 86 GREENVILLE AVE | UST-15166 | Commercials | 1 | 1984-10-09 | Permanently Closed | 1000 | Gasoline
JOHNSTON | SCOTT'S GARAGE | 86 GREENVILLE AVE | UST-15166 | Commercials | 2 | 1984-10-09 | Permanently Closed | 1000 | Gasoline
JOHNSTON | SCOTT'S GARAGE | 86 GREENVILLE AVE | UST-15166 | Commercials | 3 | 1984-10-09 | Permanently Closed | 1000 | Gasoline
JOHNSTON | SCOTT'S GARAGE | 86 GREENVILLE AVE | UST-15166 | Commercials | 4 | 1984-10-09 | Permanently Closed | 1000 | Gasoline
JOHNSTON | SCOTT'S GARAGE | 86 GREENVILLE AVE | UST-15166 | Commercials | 5 | 1984-10-09 | Permanently Closed | 1000 | Gasoline
JOHNSTON | SCOTT'S GARAGE | 86 GREENVILLE AVE | UST-15166 | Commercials | 6 | 1984-10-09 | Permanently Closed | 99 | Gasoline
JOHNSTON | SCOTT'S GARAGE | 86 GREENVILLE AVE | UST-15166 | Commercials | 7 | 1984-10-09 | Permanently Closed | 99 | Gasoline
JOHNSTON | SCOTT'S GARAGE | 86 GREENVILLE AVE | UST-15166 | Commercials | 8 | 1984-10-09 | Permanently Closed | 99 | Gasoline
JOHNSTON | SCOTT'S GARAGE | 86 GREENVILLE AVE | UST-15166 | Commercials | 9 | 1984-10-09 | Permanently Closed | 99 | Gasoline
JOHNSTON | SCOTT'S GARAGE | 86 GREENVILLE AVE | UST-15166 | Commercials | 10 | 1984-10-09 | Permanently Closed | 99 | Waste Oil
JOHNSTON | SEABOARD FOUNDRY (OOB) | 63 JOHN ST | UST-2355 | Industrial | 1 | 1975-11-01 | Permanently Closed | 1000 | Heating Oil No.2
JOHNSTON | SEABOARD FOUNDRY (OOB) | 63 JOHN ST | UST-2355 | Industrial | 2 | 1978-04-01 | Permanently Closed | 1000 | Diesel
JOHNSTON | SEVENTH DAY ADVENTIST CHURCH | 2693 HARTFORD AVE | UST-4826 | Other | 1 | null | Permanently Closed | 1000 | Heating Oil No.2 | Single Walled
JOHNSTON | SHANNON MOTORS | 656 KILLINGLY ST | UST-1649 | Commercials | 1 | 1986-12-01 | Permanently Closed | 8000 | Gasoline | Single Walled
JOHNSTON | SHANNON MOTORS | 656 KILLINGLY ST | UST-1649 | Commercials | 2 | 1986-12-01 | Permanently Closed | 5000 | Gasoline | Single Walled
JOHNSTON | SHANNON MOTORS | 656 KILLINGLY ST | UST-1649 | Commercials | 3 | 1986-12-01 | Permanently Closed | 5000 | Gasoline | Single Walled
JOHNSTON | SHAW'S GARAGE, INC. | 105 GREENVILLE AVE | UST-2028 | Gasoline Station | 1 | 1956-05-01 | Permanently Closed | 4000 | Gasoline
JOHNSTON | SHAW'S GARAGE, INC. | 105 GREENVILLE AVE | UST-2028 | Gasoline Station | 2 | 1956-05-01 | Permanently Closed | 2000 | Gasoline
JOHNSTON | SHAW'S GARAGE, INC. | 105 GREENVILLE AVE | UST-2028 | Gasoline Station | 3 | 1956-05-01 | Permanently Closed | 2000 | Gasoline
JOHNSTON | SHAW'S GARAGE, INC. | 105 GREENVILLE AVE | UST-2028 | Gasoline Station | 4 | 1984-10-09 | Permanently Closed | 275 | Waste Oil
JOHNSTON | SHELL | 1680 HARTFORD AVE | UST-799 | Gasoline Station | 1 | 1972-04-01 | Permanently Closed | 8000 | Gasoline
JOHNSTON | SHELL | 1680 HARTFORD AVE | UST-799 | Gasoline Station | 2 | 1972-04-01 | Permanently Closed | 8000 | Gasoline
JOHNSTON | SHELL | 1680 HARTFORD AVE | UST-799 | Gasoline Station | 3 | 1972-04-01 | Permanently Closed | 8000 | Gasoline
JOHNSTON | SHELL | 1680 HARTFORD AVE | UST-799 | Gasoline Station | 4 | 1972-02-01 | Permanently Closed | 1000 | Waste Oil
JOHNSTON | SHELL | 1680 HARTFORD AVE | UST-799 | Gasoline Station | 5 | 1972-02-01 | Permanently Closed | 1000 | Heating Oil No.2
JOHNSTON | SHELL | 1680 HARTFORD AVE | UST-799 | Gasoline Station | 6 | 1997-02-01 | In Use | 12000 | Diesel | Double Walled | 2017-03-31
JOHNSTON | SHELL | 1680 HARTFORD AVE | UST-799 | Gasoline Station | 7 | 1997-02-01 | In Use | 12000 | Gasoline | Double Walled | 2017-03-31
JOHNSTON | SHELL | 1680 HARTFORD AVE | UST-799 | Gasoline Station | 8 | 1997-02-01 | In Use | 12000 | Gasoline | Double Walled | 2017-03-31
JOHNSTON | SHELL - COLBEA ENTERPRISES, LLC | 525 KILLINGLY ST | UST-798 | Gasoline Station | 1 | 1970-04-01 | Permanently Closed | 8000 | Gasoline
JOHNSTON | SHELL - COLBEA ENTERPRISES, LLC | 525 KILLINGLY ST | UST-798 | Gasoline Station | 2 | 1970-04-01 | Permanently Closed | 8000 | Gasoline
JOHNSTON | SHELL - COLBEA ENTERPRISES, LLC | 525 KILLINGLY ST | UST-798 | Gasoline Station | 3 | 1970-04-01 | Permanently Closed | 8000 | Gasoline
JOHNSTON | SHELL - COLBEA ENTERPRISES, LLC | 525 KILLINGLY ST | UST-798 | Gasoline Station | 4 | 1970-04-01 | Permanently Closed | 500 | Waste Oil
JOHNSTON | SHELL - COLBEA ENTERPRISES, LLC | 525 KILLINGLY ST | UST-798 | Gasoline Station | 5 | 1990-05-01 | Permanently Closed | 1000 | Waste Oil | Double Walled
JOHNSTON | SHELL - COLBEA ENTERPRISES, LLC | 525 KILLINGLY ST | UST-798 | Gasoline Station | 6 | 1970-04-01 | Permanently Closed | 500 | Heating Oil No.2
JOHNSTON | SHELL - COLBEA ENTERPRISES, LLC | 525 KILLINGLY ST | UST-798 | Gasoline Station | 7 | 1990-05-01 | Permanently Closed | 1000 | Heating Oil No.2 | Double Walled
JOHNSTON | SHELL - COLBEA ENTERPRISES, LLC | 525 KILLINGLY ST | UST-798 | Gasoline Station | 11 | 1990-05-01 | Permanently Closed | 12000 | Gasoline | Double Walled | 2000-11-15
JOHNSTON | SHELL - COLBEA ENTERPRISES, LLC | 525 KILLINGLY ST | UST-798 | Gasoline Station | 12 | 1990-05-01 | Permanently Closed | 12000 | Gasoline | Double Walled | 2000-11-15
JOHNSTON | SHELL - COLBEA ENTERPRISES, LLC | 525 KILLINGLY ST | UST-798 | Gasoline Station | 13 | 1990-05-01 | Permanently Closed | 12000 | Gasoline | Double Walled | 2000-11-15
JOHNSTON | SHELL - COLBEA ENTERPRISES, LLC | 525 KILLINGLY ST | UST-798 | Gasoline Station | 14 | 2001-05-01 | Permanently Closed | 8000 | Diesel | Double Walled | 2000-11-15
JOHNSTON | SHELL - COLBEA ENTERPRISES, LLC | 525 KILLINGLY ST | UST-798 | Gasoline Station | 15 | 2022-03-02 | In Use | 15000 | Gasoline |  | 2022-06-10
JOHNSTON | SHELL - COLBEA ENTERPRISES, LLC | 525 KILLINGLY ST | UST-798 | Gasoline Station | 16 | 2022-03-02 | In Use | 9000 | Gasoline |  | 2022-06-10
JOHNSTON | SHELL - COLBEA ENTERPRISES, LLC | 525 KILLINGLY ST | UST-798 | Gasoline Station | 17 | 2022-03-02 | In Use | 6000 | Diesel |  | 2022-06-10
JOHNSTON | SHELL COLBEA | 1396 HARTFORD AVE | UST-1525 | Gasoline Station | 1 | 1967-04-01 | Permanently Closed | 500 | Waste Oil
JOHNSTON | SHELL COLBEA | 1396 HARTFORD AVE | UST-1525 | Gasoline Station | 2 | 1967-04-01 | Permanently Closed | 500 | Heating Oil No.2
JOHNSTON | SHELL COLBEA | 1396 HARTFORD AVE | UST-1525 | Gasoline Station | 3 | 1979-04-01 | Permanently Closed | 8000 | Gasoline
JOHNSTON | SHELL COLBEA | 1396 HARTFORD AVE | UST-1525 | Gasoline Station | 4 | 1982-04-01 | Permanently Closed | 6000 | Gasoline
JOHNSTON | SHELL COLBEA | 1396 HARTFORD AVE | UST-1525 | Gasoline Station | 5 | 1982-04-01 | Permanently Closed | 6000 | Gasoline
JOHNSTON | SHELL COLBEA | 1396 HARTFORD AVE | UST-1525 | Gasoline Station | 6 | 1987-04-01 | Permanently Closed | 12000 | Gasoline | Double Walled
JOHNSTON | SHELL COLBEA | 1396 HARTFORD AVE | UST-1525 | Gasoline Station | 7 | 1998-08-18 | Permanently Closed | 15000 | Gasoline | Double Walled
JOHNSTON | SHELL COLBEA | 1396 HARTFORD AVE | UST-1525 | Gasoline Station | 8 | 1998-08-18 | Permanently Closed | 15000 | Gasoline | Double Walled
JOHNSTON | SHELL COLBEA | 1396 HARTFORD AVE | UST-1525 | Gasoline Station | 9 | 2008-08-14 | In Use | 6000 | Diesel | Double Walled | 2008-08-14
JOHNSTON | SHELL COLBEA | 1396 HARTFORD AVE | UST-1525 | Gasoline Station | 10 | 2008-08-14 | In Use | 9000 | Gasoline | Double Walled | 2008-08-14
JOHNSTON | SHELL COLBEA | 1396 HARTFORD AVE | UST-1525 | Gasoline Station | 11 | 2008-08-14 | In Use | 15000 | Gasoline | Double Walled | 2008-08-14
JOHNSTON | SILVESTRI LEASING | 62 SHUN PIKE | UST-16812 | Commercials | 1 | 1984-10-09 | Permanently Closed | 4000 | Gasoline
JOHNSTON | SILVESTRI LEASING | 62 SHUN PIKE | UST-16812 | Commercials | 2 | 1984-10-09 | Permanently Closed | 1000 | Diesel
JOHNSTON | SIMMONS VILLAGE | 339 SIMMONSVILLE AVE | UST-18194 | Commercials | 1 | 1982-04-01 | Permanently Closed | 1000 | Diesel
JOHNSTON | SIMMONS VILLAGE | 339 SIMMONSVILLE AVE | UST-18194 | Commercials | 2 | 1982-04-01 | Permanently Closed | 1000 | Diesel
JOHNSTON | SKYVIEW MOTOR INN | 2880 HARTFORD AVE | UST-4864 | Commercials | 1 | null | Permanently Closed | 5000 | Heating Oil No.2
JOHNSTON | SOLOMON REALTY PROPERTY (FORMER CURTIS MFG) | 1284 PLAINFIELD ST | UST-4116 | Commercials | 1 | 1984-10-09 | Permanently Closed | 5000 | Heating Oil No.2
JOHNSTON | SOPRANO PROPERTY | 14 GREEN HILL RD | UST-19055 | Commercials | 1 | 1984-10-09 | Permanently Closed | 4000 | Heating Oil No.2
JOHNSTON | SPECIAL INTEREST CAR PARTS | 1340 HARTFORD AVE | UST-16137 | Commercials | 1 | 1984-10-09 | Permanently Closed | 2000 | Heating Oil No.2
JOHNSTON | SPEEDWAY #2817 | 1783 PLAINFIELD PIKE | UST-19236 | Gasoline Station | 1 | 2005-07-28 | In Use | 10000 | Diesel | Double Walled
JOHNSTON | SPEEDWAY #2817 | 1783 PLAINFIELD PIKE | UST-19236 | Gasoline Station | 2 | 2005-07-28 | In Use | 10000 | Gasoline | Double Walled
JOHNSTON | SPEEDWAY #2817 | 1783 PLAINFIELD PIKE | UST-19236 | Gasoline Station | 3 | 2005-07-28 | In Use | 10000 | Gasoline | Double Walled
JOHNSTON | SPEEDWAY #2817 | 1783 PLAINFIELD PIKE | UST-19236 | Gasoline Station | 4 | 2005-07-28 | In Use | 10000 | Gasoline | Double Walled
JOHNSTON | ST. ROBERT BELLARMINE CHURCH | 1804 ATWOOD AVE | UST-2335 | Other | 1 | 1968-05-01 | In Use | 3000 | Heating Oil No.2
JOHNSTON | ST. ROCCO'S SCHOOL | 931 ATWOOD AVE | UST-469 | Education Private | 1 | 1962-04-01 | Permanently Closed | 10000 | Heating Oil No.4
JOHNSTON | ST. ROCCO'S SCHOOL | 931 ATWOOD AVE | UST-469 | Education Private | 2 | 1962-04-01 | Permanently Closed | 500 | Gasoline
JOHNSTON | STAMP RESIDENCE | 875 GREENVILLE AVE | UST-4804 | Private Residence | 1 | null | Permanently Closed | 3000 | Heating Oil No.2 | Single Walled
JOHNSTON | STAZ'S SERVICE CENTER | 53 GREENVILLE AVE | UST-1073 | Gasoline Station | 1 | 1983-04-01 | Permanently Closed | 8000 | Gasoline
JOHNSTON | STAZ'S SERVICE CENTER | 53 GREENVILLE AVE | UST-1073 | Gasoline Station | 2 | 1970-04-01 | Permanently Closed | 4000 | Gasoline
JOHNSTON | STAZ'S SERVICE CENTER | 53 GREENVILLE AVE | UST-1073 | Gasoline Station | 3 | 1970-04-01 | Permanently Closed | 4000 | Gasoline
JOHNSTON | STAZ'S SERVICE CENTER | 53 GREENVILLE AVE | UST-1073 | Gasoline Station | 4 | 1970-04-01 | Permanently Closed | 4000 | Gasoline
JOHNSTON | STAZ'S SERVICE CENTER | 53 GREENVILLE AVE | UST-1073 | Gasoline Station | 5 | 1970-04-01 | Permanently Closed | 550 | Waste Oil
JOHNSTON | STAZ'S SERVICE CENTER | 53 GREENVILLE AVE | UST-1073 | Gasoline Station | 6 | 1984-10-09 | Permanently Closed | 500 | Heating Oil No.2
JOHNSTON | STOP AND SHOP FUELING FACILITY (STORE #703) | 1410 ATWOOD AVE | UST-4355 | Gasoline Station | 1 | 2013-01-11 | Permanently Closed | 10000 | Gasoline | Double Walled
JOHNSTON | STOP AND SHOP FUELING FACILITY (STORE #703) | 1410 ATWOOD AVE | UST-4355 | Gasoline Station | 2 | 2013-01-11 | Permanently Closed | 30000 | Gasoline | Double Walled
JOHNSTON | SUNOCO | 1392 ATWOOD AVE | UST-640 | Gasoline Station | 1 | 1965-11-01 | Permanently Closed | 6000 | Gasoline
JOHNSTON | SUNOCO | 1392 ATWOOD AVE | UST-640 | Gasoline Station | 2 | 1965-11-01 | Permanently Closed | 6000 | Gasoline
JOHNSTON | SUNOCO | 1392 ATWOOD AVE | UST-640 | Gasoline Station | 3 | 1965-11-01 | Permanently Closed | 6000 | Gasoline
JOHNSTON | SUNOCO | 1392 ATWOOD AVE | UST-640 | Gasoline Station | 4 | 1965-11-01 | Permanently Closed | 550 | Waste Oil
JOHNSTON | SUNOCO | 1392 ATWOOD AVE | UST-640 | Gasoline Station | 5 | 1965-11-01 | Permanently Closed | 550 | Heating Oil No.2
JOHNSTON | SUNOCO | 1392 ATWOOD AVE | UST-640 | Gasoline Station | 6 | 1998-07-01 | Permanently Closed | 8000 | Gasoline | Double Walled
JOHNSTON | SUNOCO | 1392 ATWOOD AVE | UST-640 | Gasoline Station | 7 | 1998-07-01 | Permanently Closed | 8000 | Gasoline | Double Walled
JOHNSTON | SUNOCO | 1392 ATWOOD AVE | UST-640 | Gasoline Station | 8 | 1998-07-01 | Permanently Closed | 8000 | Gasoline | Double Walled
JOHNSTON | TCI CABLEVISION OF NEW ENGLAND | POLE 37 1/2 SCITUATE AVE | UST-3621 | Other | 1 | 1981-07-01 | Permanently Closed | 500 | Diesel
JOHNSTON | THORNTON SCHOOL | 2 SCHOOL ST | UST-2396 | Education - Town | 1 | 1997-05-21 | In Use | 2000 | Heating Oil No.2
JOHNSTON | TONA INC. | 16 SUNNYSIDE DR | UST-15322 | Industrial | 1 | 1984-10-09 | Permanently Closed | 4000 | Gasoline
JOHNSTON | TOWN AND AUTO UPHOLSTERY | 627 KILLINGLY ST | UST-5016 | Commercials | 1 | null | Permanently Closed | 275 | Heating Oil No.2 | Single Walled
JOHNSTON | TOWN HALL PLAZA JOHNSTON | 1501 ATWOOD AVE | UST-4970 | Commercials | 1 | null | Permanently Closed | 1000 | Unknown
JOHNSTON | TOWN LINE FRUIT | 25 PUTNAM PIKE | UST-16623 | Commercials | 1 | 1984-10-09 | Permanently Closed | 500 | Waste Oil
JOHNSTON | TOWN LINE FRUIT | 25 PUTNAM PIKE | UST-16623 | Commercials | 2 | 1984-10-09 | Permanently Closed | 4000 | Gasoline
JOHNSTON | TOWN LINE FRUIT | 25 PUTNAM PIKE | UST-16623 | Commercials | 3 | 1984-10-09 | Permanently Closed | 4000 | Gasoline
JOHNSTON | TOWN LINE FRUIT | 25 PUTNAM PIKE | UST-16623 | Commercials | 4 | 1984-10-09 | Permanently Closed | 6000 | Gasoline
JOHNSTON | TOWN OF JOHNSTON (MS-4) | 100 IRONS AVE | UST-5007 | City/Town Government | 1 | null | Permanently Closed | 1000 | Unknown
JOHNSTON | TOWN OF JOHNSTON/FIRE DEPT. STA. #2 | PUTNAM AVE | UST-1403 | City/Town Government | 1 | 1971-06-01 | Permanently Closed | 1500 | Heating Oil No.2
JOHNSTON | TOWN OF JOHNSTON/FIRE STATION #5 | 1520 ATWOOD AVE | UST-1402 | City/Town Government | 1 | 1967-06-01 | Permanently Closed | 4000 | Gasoline
JOHNSTON | TOWN OF JOHNSTON/FIRE STATION #5 | 1520 ATWOOD AVE | UST-1402 | City/Town Government | 2 | 1967-06-01 | Permanently Closed | 3000 | Heating Oil No.2
JOHNSTON | TOWN OF JOHNSTON/HIGHWAY DEPARTMENT | 7 MORGAN MILL RD | UST-1401 | City/Town Government | 1 | 1975-04-01 | Permanently Closed | 4000 | Gasoline
JOHNSTON | TOWN OF JOHNSTON/HIGHWAY DEPARTMENT | 7 MORGAN MILL RD | UST-1401 | City/Town Government | 2 | 1975-04-01 | Permanently Closed | 1000 | Heating Oil No.2 | Double Walled
JOHNSTON | TOWN OF JOHNSTON/POLICE DEPARTMENT | 1651 ATWOOD AVE | UST-1399 | City/Town Government | 1 | 1980-06-01 | Permanently Closed | 6000 | Gasoline
JOHNSTON | TOWN OF JOHNSTON/POLICE DEPARTMENT | 1651 ATWOOD AVE | UST-1399 | City/Town Government | 2 | 1984-10-09 | Permanently Closed | 5000 | Heating Oil No.2
JOHNSTON | TRACTOR SUPPLY | 2750 HARTFORD AVE | UST-4605 | Commercials | 1 | 1984-10-09 | Permanently Closed | 1000 | Heating Oil No.2
JOHNSTON | TRI-JAY COMPANY | 2 INDUSTRIAL LN | UST-2459 | Industrial | 1 | 1983-06-01 | In Use | 4000 | Heating Oil No.2
JOHNSTON | UNIVERSAL CONSTRUCTION COMPANY | 16 STARR ST | UST-4785 | Commercials | 1 | 1984-10-09 | Permanently Closed | 500 | Heating Oil No.2
JOHNSTON | VERDUCCI RESIDENTIAL PROPERTY | 6 SUSAN ELIZABETH DR | UST-4175 | Private Residence | 1 | 1984-10-09 | Permanently Closed | 2000 | Heating Oil No.2
JOHNSTON | VINCENT VACCA, MD | 1812 ATWOOD AVE | UST-2929 | Private Residence | 1 | 1979-10-01 | In Use | 2000 | Heating Oil No.2
JOHNSTON | VINNY'S TRUCK STOP | 2131 PLAINFIELD PIKE | UST-2356 | Commercials | 1 | 1983-03-01 | Permanently Closed | 10000 | Diesel
JOHNSTON | VINNY'S TRUCK STOP | 2131 PLAINFIELD PIKE | UST-2356 | Commercials | 2 | 1983-03-01 | Permanently Closed | 6000 | Gasoline
JOHNSTON | VINNY'S TRUCK STOP | 2131 PLAINFIELD PIKE | UST-2356 | Commercials | 3 | 1983-03-01 | Permanently Closed | 6000 | Gasoline
JOHNSTON | WATERS RESIDENCE | 103 WINSOR AVE | UST-3909 | Private Residence | 1 | 1984-10-09 | Permanently Closed | 2000 | Heating Oil No.2
JOHNSTON | WEST END FIRE DEPARTMENT - JOHNSTON RI | 2631 HARTFORD AVE | UST-4705 | City/Town Government | 1 | 1984-10-09 | Permanently Closed | 1000 | Heating Oil No.2
JOHNSTON | WILLIAM C. NORTHUP & SON, INC. | 234 PUTNAM PIKE | UST-2978 | Commercials | 1 | 1974-02-01 | Permanently Closed | 3000 | Heating Oil No.2
JOHNSTON | WINSOR HILL SCHOOL | THERESA ST | UST-2393 | Education - Town | 1 | 1953-05-01 | Permanently Closed | 2000 | Heating Oil No.2
JOHNSTON | WINSTON RESTAURANT | 1557 HARTFORD AVE | UST-17162 | Commercials | 1 | 1984-10-09 | Permanently Closed | 1000 | Heating Oil No.2
JOHNSTON | WPRO-FM | IPSWICH ST | UST-3394 | Commercials | 1 | 1949-12-01 | Permanently Closed | 2500 | Heating Oil No.2
JOHNSTON | YANKEE SUPPLY CO. | 2140 HARTFORD AVE | UST-16625 | Commercials | 1 | 1984-10-09 | Permanently Closed | 6000 | Heating Oil No.2
JOHNSTON | ZINCONE | 987 PLAINFIELD ST | UST-15850 | Commercials | 1 | 1984-10-09 | Permanently Closed | 2000 | Gasoline
LINCOLN | 50 INDUSTRIAL CIRCLE | 50 INDUSTRIAL CIR | UST-18229 | Commercials | 1 | 1984-10-09 | Permanently Closed | 5000 | Diesel
LINCOLN | 50 INDUSTRIAL CIRCLE | 50 INDUSTRIAL CIR | UST-18229 | Commercials | 2 | 1984-10-09 | Permanently Closed | 3000 | Gasoline
LINCOLN | 7-ELEVEN #40271 | 634 GEORGE WASHINGTON HWY | UST-19018 | Gasoline Station | 1 | 2002-08-09 | In Use | 10000 | Gasoline | Double Walled | 2021-11-10
LINCOLN | 7-ELEVEN #40271 | 634 GEORGE WASHINGTON HWY | UST-19018 | Gasoline Station | 2 | 2002-08-09 | In Use | 10000 | Gasoline | Double Walled | 2021-11-10
LINCOLN | 7-ELEVEN #40271 | 634 GEORGE WASHINGTON HWY | UST-19018 | Gasoline Station | 3 | 2002-08-09 | In Use | 10000 | Gasoline | Double Walled | 2021-11-10
LINCOLN | 7-ELEVEN #40271 | 634 GEORGE WASHINGTON HWY | UST-19018 | Gasoline Station | 4 | 2002-08-09 | In Use | 10000 | Diesel | Double Walled | 2021-11-10
LINCOLN | A.T. CROSS COMPANY | ONE ALBION RD | UST-245 | Industrial | 1 | 1975-03-01 | Permanently Closed | 2000 | Gasoline
LINCOLN | A.T. CROSS COMPANY | ONE ALBION RD | UST-245 | Industrial | 2 | 1978-03-01 | Permanently Closed | 500 | Diesel
LINCOLN | ABBOT RESIDENCE | 7 ROSEWOOD DR | UST-4675 | Private Residence | 1 | 1984-10-09 | Permanently Closed | 2000 | Heating Oil No.2 | Single Walled
LINCOLN | AMICA MUTUAL INSURANCE | 20 BLACKSTONE VALLEY PL | UST-2731 | Other | 1 | 1986-01-01 | Permanently Closed | 1000 | Diesel
LINCOLN | AMICA MUTUAL INSURANCE CO. | 10 LINCOLN CTR | UST-3646 | Commercials | 1 | 1973-12-01 | Permanently Closed | 1000 | Heating Oil No.2
LINCOLN | ANCHOR AUTO | 1372 LONSDALE AVE | UST-15875 | Commercials | 1 | 1984-10-09 | Permanently Closed | 1000 | Waste Oil
LINCOLN | ARCH SPECIALTY CHEMICALS, INC. | 40 MOSHASSUCK RD | UST-19270 | Commercials | 1 | 1984-10-09 | Permanently Closed | 2000 | Other
LINCOLN | ASPEN AUTO SALES | 100 RAILROAD ST | UST-3938 | Commercials | 1 | 1984-10-09 | Permanently Closed | 1000 | Gasoline
LINCOLN | ASPEN AUTO SALES | 100 RAILROAD ST | UST-3938 | Commercials | 2 | 1984-10-09 | Permanently Closed | 1000 | Gasoline
LINCOLN | ASPEN AUTO SALES | 100 RAILROAD ST | UST-3938 | Commercials | 3 | 1984-10-09 | Permanently Closed | 1000 | Gasoline
LINCOLN | AUTOMOTIVE SERVICES & TECHNOLOGY | 1208 SMITHFIELD AVE | UST-2151 | Gasoline Station | 1 | 1970-10-01 | Permanently Closed | 3000 | Gasoline
LINCOLN | AUTOMOTIVE SERVICES & TECHNOLOGY | 1208 SMITHFIELD AVE | UST-2151 | Gasoline Station | 2 | 1990-11-01 | Permanently Closed | 6000 | Gasoline | Double Walled
LINCOLN | AUTOMOTIVE SERVICES & TECHNOLOGY | 1208 SMITHFIELD AVE | UST-2151 | Gasoline Station | 3 | 1970-10-01 | Permanently Closed | 3000 | Gasoline
LINCOLN | AUTOMOTIVE SERVICES & TECHNOLOGY | 1208 SMITHFIELD AVE | UST-2151 | Gasoline Station | 4 | 1990-11-01 | Permanently Closed | 8000 | Gasoline | Double Walled
LINCOLN | AUTOMOTIVE SERVICES & TECHNOLOGY | 1208 SMITHFIELD AVE | UST-2151 | Gasoline Station | 5 | 1970-10-01 | Permanently Closed | 4000 | Gasoline
LINCOLN | AUTOMOTIVE SERVICES & TECHNOLOGY | 1208 SMITHFIELD AVE | UST-2151 | Gasoline Station | 6 | 1970-10-01 | Permanently Closed | 4000 | Gasoline
LINCOLN | AUTOMOTIVE SERVICES & TECHNOLOGY | 1208 SMITHFIELD AVE | UST-2151 | Gasoline Station | 7 | 1970-10-01 | Permanently Closed | 500 | Heating Oil No.2
LINCOLN | AUTOMOTIVE SERVICES & TECHNOLOGY | 1208 SMITHFIELD AVE | UST-2151 | Gasoline Station | 8 | 1970-10-01 | Permanently Closed | 500 | Waste Oil
LINCOLN | AUTOMOTIVE SERVICES & TECHNOLOGY | 1208 SMITHFIELD AVE | UST-2151 | Gasoline Station | 9 | 1990-11-01 | Permanently Closed | 4000 | Gasoline | Double Walled
LINCOLN | B. Z. ENGINEERING, CORP. | 99 COOK ST | UST-2991 | Industrial | 1 | 1984-10-09 | Permanently Closed | 2000 | Heating Oil No.2
LINCOLN | BACHMAN/EATON CONTRACT MFG., INC. | 690 WASHINGTON HWY | UST-1925 | Commercials | 1 | 1984-10-09 | Permanently Closed | 2000 | Diesel
LINCOLN | BACHMAN/EATON CONTRACT MFG., INC. | 690 WASHINGTON HWY | UST-1925 | Commercials | 2 | 1984-10-09 | Permanently Closed | 1500 | Heating Oil No.2
LINCOLN | BACHMAN/EATON CONTRACT MFG., INC. | 690 WASHINGTON HWY | UST-1925 | Commercials | 3 | 1984-10-09 | Permanently Closed | 1000 | Heating Oil No.2
LINCOLN | BACHMAN/EATON CONTRACT MFG., INC. | 690 WASHINGTON HWY | UST-1925 | Commercials | 4 | 1984-10-09 | Permanently Closed | 1000 | Heating Oil No.2
LINCOLN | BALLY'S TWIN RIVER LINCOLN CASINO RESORT | 100 TWIN RIVER RD | UST-3034 | Commercials | 1 | 1969-04-01 | Permanently Closed | 3000 | Gasoline
LINCOLN | BALLY'S TWIN RIVER LINCOLN CASINO RESORT | 100 TWIN RIVER RD | UST-3034 | Commercials | 2 | 1983-04-01 | Permanently Closed | 5000 | Heating Oil No.4
LINCOLN | BALLY'S TWIN RIVER LINCOLN CASINO RESORT | 100 TWIN RIVER RD | UST-3034 | Commercials | 3 | 1978-04-01 | Permanently Closed | 8000 | Heating Oil No.2
LINCOLN | BALLY'S TWIN RIVER LINCOLN CASINO RESORT | 100 TWIN RIVER RD | UST-3034 | Commercials | 4 | 1962-02-01 | Permanently Closed | 1000 | Gasoline
LINCOLN | BALLY'S TWIN RIVER LINCOLN CASINO RESORT | 100 TWIN RIVER RD | UST-3034 | Commercials | 5 | 1984-10-09 | Permanently Closed | 2000 | Gasoline
LINCOLN | BALLY'S TWIN RIVER LINCOLN CASINO RESORT | 100 TWIN RIVER RD | UST-3034 | Commercials | 6 | 1984-10-09 | Permanently Closed | 2000 | Heating Oil No.2
LINCOLN | BALLY'S TWIN RIVER LINCOLN CASINO RESORT | 100 TWIN RIVER RD | UST-3034 | Commercials | 7 | 1984-10-09 | Permanently Closed | 1000 | Heating Oil No.2
LINCOLN | BALLY'S TWIN RIVER LINCOLN CASINO RESORT | 100 TWIN RIVER RD | UST-3034 | Commercials | 8 | 2002-04-01 | Permanently Closed | 10000 | Diesel | Double Walled
LINCOLN | BALLY'S TWIN RIVER LINCOLN CASINO RESORT | 100 TWIN RIVER RD | UST-3034 | Commercials | 9 | 1984-10-09 | Permanently Closed | 5000 | Heating Oil No.2
LINCOLN | BALLY'S TWIN RIVER LINCOLN CASINO RESORT | 100 TWIN RIVER RD | UST-3034 | Commercials | 10 | 2006-10-02 | In Use | 25000 | Diesel | Double Walled
LINCOLN | BLACKSTONE VALLEY DISTRICT COMMISSION | 692 GEORGE WASHINGTON HWY | UST-1268 | State Government | 1 | 1980-05-01 | Permanently Closed | 510 | Heating Oil No.2
LINCOLN | BRANCA (FORMER SCHOOL BLDG.) | BREAKNECK RD | UST-16340 | Education Private | 1 | 1984-10-09 | Permanently Closed | 1000 | Heating Oil No.2
LINCOLN | BREAULT PLUMBING (FORMERLY) | 282 FRONT ST | UST-17196 | Commercials | 1 | 1984-10-09 | Permanently Closed | 500 | Heating Oil No.2
LINCOLN | BRODEUR WINDOW / AGM WALKER ST. REALTY | 5 MOSHASSUCK RD | UST-2632 | Commercials | 1 | 1972-08-01 | Permanently Closed | 4000 | Heating Oil No.2
LINCOLN | BRODEUR WINDOW / AGM WALKER ST. REALTY | 5 MOSHASSUCK RD | UST-2632 | Commercials | 2 | 1984-10-09 | Permanently Closed | 4000 | Gasoline
LINCOLN | BRODEUR WINDOW / AGM WALKER ST. REALTY | 5 MOSHASSUCK RD | UST-2632 | Commercials | 3 | 1984-10-09 | Permanently Closed | 1000 | Heating Oil No.2
LINCOLN | C. CARCIERI FARM | POLE 115 ANGEL RD | UST-16438 | Farm | 1 | 1984-10-09 | Permanently Closed | 1000 | Diesel
LINCOLN | C. CARCIERI FARM | POLE 115 ANGEL RD | UST-16438 | Farm | 2 | 1984-10-09 | Permanently Closed | 2000 | Heating Oil No.2
LINCOLN | C. CARCIERI FARM | POLE 115 ANGEL RD | UST-16438 | Farm | 3 | 1984-10-09 | Permanently Closed | 2500 | Gasoline
LINCOLN | CANAL REALTY PROPERTY | 25 CARRINGTON ST | UST-19086 | Commercials | 1 | 1984-10-09 | Permanently Closed | 99 | Heating Oil No.2
LINCOLN | CAPITAL RECORD MANAGEMENT | 65 INDUSTRIAL CIR | UST-4207 | Commercials | 1 | 1984-10-09 | Permanently Closed | 3000 | Heating Oil No.2
LINCOLN | CAPITAL RECORD MANAGEMENT | 65 INDUSTRIAL CIR | UST-4207 | Commercials | 2 | 1984-10-09 | Permanently Closed | 500 | Heating Oil No.2
LINCOLN | CARMINE CARCIERI | 300 TWIN RIVER RD | UST-2637 | Private Residence | 1 | 1967-01-01 | Permanently Closed | 2000 | Heating Oil No.2
LINCOLN | CAROL CABLE COMPANY | CAROL DR | UST-954 | Commercials | 1 | 1974-04-01 | Permanently Closed | 10000 | Kerosene
LINCOLN | CAROL CABLE COMPANY | CAROL DR | UST-954 | Commercials | 2 | 1974-04-01 | Permanently Closed | 10000 | Kerosene
LINCOLN | CAROL CABLE COMPANY | CAROL DR | UST-954 | Commercials | 3 | 1974-04-01 | Permanently Closed | 10000 | Kerosene
LINCOLN | CAROL CABLE COMPANY | CAROL DR | UST-954 | Commercials | 4 | 1974-04-01 | Permanently Closed | 10000 | Kerosene
LINCOLN | CAROL CABLE COMPANY | CAROL DR | UST-954 | Commercials | 5 | 1974-04-01 | Permanently Closed | 10000 | Kerosene
LINCOLN | CHOINIERE TRUCKING | 207 RIVER RD | UST-15213 | Commercials | 1 | 1984-10-09 | Permanently Closed | 1000 | Gasoline
LINCOLN | CIFELLI RESIDENCE | 4 WINGATE RD | UST-4672 | Private Residence | 1 | 1984-10-09 | Permanently Closed | 2000 | Heating Oil No.2 | Single Walled
LINCOLN | CLOVER LEAF MOTEL/GAS STATION (FORMERLY) | 630 GEORGE WASHINGTON HWY | UST-18855 | Commercials | 1 | 1984-10-09 | Permanently Closed | 1000 | Gasoline
LINCOLN | CLOVER LEAF MOTEL/GAS STATION (FORMERLY) | 630 GEORGE WASHINGTON HWY | UST-18855 | Commercials | 2 | 1984-10-09 | Permanently Closed | 1000 | Gasoline
LINCOLN | CLOVER LEAF MOTEL/GAS STATION (FORMERLY) | 630 GEORGE WASHINGTON HWY | UST-18855 | Commercials | 3 | 1984-10-09 | Permanently Closed | 275 | Waste Oil
LINCOLN | COLLINS TRANSPORTATION | CROW POINT RD | UST-15518 | Commercials | 1 | 1984-10-09 | Permanently Closed | 2000 | Diesel
LINCOLN | COLLINS TRANSPORTATION | CROW POINT RD | UST-15518 | Commercials | 2 | 1984-10-09 | Permanently Closed | 3000 | Diesel
LINCOLN | COLLYER INSULATED WIRE | 100 HIGGINSON AVE | UST-1374 | Industrial | 1 | 1970-04-01 | Permanently Closed | 4500 | Gasoline
LINCOLN | COLLYER INSULATED WIRE | 100 HIGGINSON AVE | UST-1374 | Industrial | 2 | 1975-04-01 | Permanently Closed | 40000 | Heating Oil No.6
LINCOLN | COLLYER INSULATED WIRE | 100 HIGGINSON AVE | UST-1374 | Industrial | 3 | 1962-04-01 | Permanently Closed | 20000 | Heating Oil No.6
LINCOLN | COLLYER INSULATED WIRE | 100 HIGGINSON AVE | UST-1374 | Industrial | 4 | 1960-04-01 | Permanently Closed | 3200 | Unknown
LINCOLN | COLLYER INSULATED WIRE | 100 HIGGINSON AVE | UST-1374 | Industrial | 5 | 1960-04-01 | Permanently Closed | 3200 | Unknown
LINCOLN | COLLYER INSULATED WIRE | 100 HIGGINSON AVE | UST-1374 | Industrial | 6 | 1960-04-01 | Permanently Closed | 3200 | Unknown
LINCOLN | COLLYER INSULATED WIRE | 100 HIGGINSON AVE | UST-1374 | Industrial | 7 | 1960-04-01 | Permanently Closed | 3200 | Unknown
LINCOLN | COLLYER INSULATED WIRE | 100 HIGGINSON AVE | UST-1374 | Industrial | 8 | 1960-04-01 | Permanently Closed | 2100 | Unknown
LINCOLN | COLLYER INSULATED WIRE | 100 HIGGINSON AVE | UST-1374 | Industrial | 9 | 1960-04-01 | Permanently Closed | 2100 | Unknown
LINCOLN | COLLYER INSULATED WIRE | 100 HIGGINSON AVE | UST-1374 | Industrial | 10 | 1960-04-01 | Permanently Closed | 2100 | Unknown
LINCOLN | COLLYER INSULATED WIRE | 100 HIGGINSON AVE | UST-1374 | Industrial | 15 | 1984-10-09 | Permanently Closed | 20000 | Heating Oil No.6
LINCOLN | COLLYER INSULATED WIRE | 100 HIGGINSON AVE | UST-1374 | Industrial | 16 | 1984-10-09 | Permanently Closed | 20000 | Heating Oil No.6
LINCOLN | COLLYER INSULATED WIRE | 100 HIGGINSON AVE | UST-1374 | Industrial | 18 | 1984-10-09 | Permanently Closed | 2000 | Hazardous Substance
LINCOLN | CONKLIN LIMESTONE CO., INC. | 21 WILBUR RD | UST-1769 | Industrial | 1 | 1981-07-01 | Permanently Closed | 6000 | Gasoline
LINCOLN | CONKLIN LIMESTONE CO., INC. | 21 WILBUR RD | UST-1769 | Industrial | 2 | 1981-07-01 | Permanently Closed | 6000 | Diesel
LINCOLN | CROWNMARK CORPORATION | ONE CROWNMARK DR | UST-2430 | Industrial | 1 | 1977-07-01 | Permanently Closed | 2000 | Hazardous Substance
LINCOLN | CROWNMARK CORPORATION | ONE CROWNMARK DR | UST-2430 | Industrial | 2 | 1977-07-01 | Permanently Closed | 2000 | Hazardous Substance
LINCOLN | CROWNMARK CORPORATION | ONE CROWNMARK DR | UST-2430 | Industrial | 3 | 1977-07-01 | Permanently Closed | 1000 | Hazardous Substance
LINCOLN | CUMBERLAND FARMS, INC. #3808 | 823 SMITHFIELD AVE | UST-742 | Gasoline Station | 1 | 1973-04-01 | Permanently Closed | 8000 | Gasoline
LINCOLN | CUMBERLAND FARMS, INC. #3808 | 823 SMITHFIELD AVE | UST-742 | Gasoline Station | 2 | 1994-11-01 | Permanently Closed | 8000 | Gasoline | Double Walled | 1994-11-01
LINCOLN | CUMBERLAND FARMS, INC. #3808 | 823 SMITHFIELD AVE | UST-742 | Gasoline Station | 3 | 1973-04-01 | Permanently Closed | 8000 | Gasoline
LINCOLN | CUMBERLAND FARMS, INC. #3808 | 823 SMITHFIELD AVE | UST-742 | Gasoline Station | 4 | 1994-11-01 | Permanently Closed | 8000 | Gasoline | Double Walled | 1994-11-01
LINCOLN | CUMBERLAND FARMS, INC. #3808 | 823 SMITHFIELD AVE | UST-742 | Gasoline Station | 5 | 1973-04-01 | Permanently Closed | 8000 | Gasoline
LINCOLN | CUMBERLAND FARMS, INC. #3808 | 823 SMITHFIELD AVE | UST-742 | Gasoline Station | 6 | 1994-11-01 | Permanently Closed | 8000 | Gasoline | Double Walled | 1994-11-01
LINCOLN | CUMBERLAND FARMS, INC. #3808 | 823 SMITHFIELD AVE | UST-742 | Gasoline Station | 7 | 2018-06-21 | In Use | 12000 | Gasoline | Double Walled | 2018-08-20
LINCOLN | CUMBERLAND FARMS, INC. #3808 | 823 SMITHFIELD AVE | UST-742 | Gasoline Station | 8 | 2018-06-21 | In Use | 8000 | Gasoline | Double Walled | 2018-08-20
LINCOLN | CUMBERLAND FARMS, INC. #3808 | 823 SMITHFIELD AVE | UST-742 | Gasoline Station | 9 | 2018-06-21 | In Use | 12000 | Gasoline | Double Walled | 2018-08-20
LINCOLN | CUMBERLAND FARMS, INC. #3808 | 823 SMITHFIELD AVE | UST-742 | Gasoline Station | 10 | 2018-06-21 | In Use | 8000 | Diesel | Double Walled | 2018-08-20
LINCOLN | DAROSA & SON | 620 SMITHFIELD AVE | UST-15404 | Gasoline Station | 1 | 1984-10-09 | Permanently Closed | 3000 | Gasoline
LINCOLN | DAROSA & SON | 620 SMITHFIELD AVE | UST-15404 | Gasoline Station | 2 | 1984-10-09 | Permanently Closed | 3000 | Gasoline
LINCOLN | DAROSA & SON | 620 SMITHFIELD AVE | UST-15404 | Gasoline Station | 3 | 1984-10-09 | Permanently Closed | 2000 | Gasoline
LINCOLN | DAROSA & SON | 620 SMITHFIELD AVE | UST-15404 | Gasoline Station | 4 | 1984-10-09 | Permanently Closed | 1000 | Heating Oil No.2
LINCOLN | DAROSA & SON | 620 SMITHFIELD AVE | UST-15404 | Gasoline Station | 5 | 1984-10-09 | Permanently Closed | 550 | Diesel
LINCOLN | DAROSA & SON | 620 SMITHFIELD AVE | UST-15404 | Gasoline Station | 6 | 1984-10-09 | Permanently Closed | 550 | Waste Oil
LINCOLN | DAROSA & SON | 620 SMITHFIELD AVE | UST-15404 | Gasoline Station | 7 | 1984-10-09 | Permanently Closed | 4000 | Gasoline
LINCOLN | DAROSA & SON | 620 SMITHFIELD AVE | UST-15404 | Gasoline Station | 8 | 1984-10-09 | Permanently Closed | 4000 | Gasoline
LINCOLN | DR. & MRS. EDWIN L. VOTOLATO | 685 ANGELL RD | UST-2980 | Private Residence | 1 | 1967-02-01 | Permanently Closed | 2000 | Heating Oil No.2
LINCOLN | DUKCEVICH RESIDENTIAL PROPERTY | 489 ANGELL RD | UST-4475 | Private Residence | 1 | 1984-10-09 | Permanently Closed | 3000 | Heating Oil No.2
LINCOLN | DURASTONE CORPORATION | 150 HIGGINSON AVE | UST-3315 | Commercials | 1 | 1976-03-01 | Permanently Closed | 5000 | Heating Oil No.2
LINCOLN | DURASTONE CORPORATION | 150 HIGGINSON AVE | UST-3315 | Commercials | 2 | 1984-10-09 | Permanently Closed | 4000 | Gasoline
LINCOLN | DURASTONE CORPORATION | 150 HIGGINSON AVE | UST-3315 | Commercials | 3 | 1984-10-09 | Permanently Closed | 2000 | Heating Oil No.6
LINCOLN | EARL R. MARSH BUILDING | 840 SMITHFIELD AVE | UST-2775 | Commercials | 1 | 1974-11-01 | Permanently Closed | 1000 | Heating Oil No.2
LINCOLN | ERNIE'S AUTO REPAIR | 90 WINTER ST | UST-319 | Gasoline Station | 1 | 1982-03-01 | Permanently Closed | 2000 | Gasoline
LINCOLN | ERNIE'S AUTO REPAIR | 90 WINTER ST | UST-319 | Gasoline Station | 2 | 1953-03-01 | Permanently Closed | 3000 | Gasoline
LINCOLN | ERNIE'S AUTO REPAIR | 90 WINTER ST | UST-319 | Gasoline Station | 3 | 1953-03-01 | Permanently Closed | 3000 | Gasoline
LINCOLN | ERNIE'S AUTO REPAIR | 90 WINTER ST | UST-319 | Gasoline Station | 4 | 1991-10-01 | In Use | 4000 | Gasoline | Double Walled
LINCOLN | ERNIE'S AUTO REPAIR | 90 WINTER ST | UST-319 | Gasoline Station | 5 | 1991-10-01 | In Use | 6000 | Gasoline | Double Walled
LINCOLN | FAIRLAWN OIL SERVICE | 935 SMITHFIELD AVE | UST-1635 | Gasoline Station | 1 | 1955-07-01 | Permanently Closed | 4000 | Gasoline
LINCOLN | FAIRLAWN OIL SERVICE | 935 SMITHFIELD AVE | UST-1635 | Gasoline Station | 2 | 1986-05-01 | Permanently Closed | 10000 | Gasoline | Single Walled
LINCOLN | FAIRLAWN OIL SERVICE | 935 SMITHFIELD AVE | UST-1635 | Gasoline Station | 3 | 1955-07-01 | Permanently Closed | 4000 | Gasoline
LINCOLN | FAIRLAWN OIL SERVICE | 935 SMITHFIELD AVE | UST-1635 | Gasoline Station | 4 | 1986-05-01 | Permanently Closed | 10000 | Gasoline | Single Walled
LINCOLN | FAIRLAWN OIL SERVICE | 935 SMITHFIELD AVE | UST-1635 | Gasoline Station | 5 | 1965-07-01 | Permanently Closed | 5000 | Gasoline
LINCOLN | FAIRLAWN OIL SERVICE | 935 SMITHFIELD AVE | UST-1635 | Gasoline Station | 6 | 1986-05-01 | Permanently Closed | 10000 | Diesel | Single Walled
LINCOLN | FAIRLAWN OIL SERVICE | 935 SMITHFIELD AVE | UST-1635 | Gasoline Station | 7 | 1955-07-01 | Permanently Closed | 5000 | Gasoline
LINCOLN | FAIRLAWN OIL SERVICE | 935 SMITHFIELD AVE | UST-1635 | Gasoline Station | 8 | 1986-05-01 | Permanently Closed | 5000 | Diesel | Single Walled
LINCOLN | FAIRLAWN OIL SERVICE | 935 SMITHFIELD AVE | UST-1635 | Gasoline Station | 9 | 1955-07-01 | Permanently Closed | 5000 | Gasoline
LINCOLN | FAIRLAWN OIL SERVICE | 935 SMITHFIELD AVE | UST-1635 | Gasoline Station | 10 | 1955-07-01 | Permanently Closed | 1000 | Kerosene
LINCOLN | FAIRLAWN OIL SERVICE | 935 SMITHFIELD AVE | UST-1635 | Gasoline Station | 11 | 1986-05-01 | Permanently Closed | 3000 | Kerosene | Single Walled
LINCOLN | FAIRLAWN OIL SERVICE | 935 SMITHFIELD AVE | UST-1635 | Gasoline Station | 12 | 1955-07-01 | Permanently Closed | 15000 | Heating Oil No.2
LINCOLN | FAIRLAWN OIL SERVICE | 935 SMITHFIELD AVE | UST-1635 | Gasoline Station | 13 | 1955-07-01 | Permanently Closed | 15000 | Heating Oil No.2
LINCOLN | FAIRLAWN OIL SERVICE | 935 SMITHFIELD AVE | UST-1635 | Gasoline Station | 14 | 1955-07-01 | Permanently Closed | 15000 | Heating Oil No.2
LINCOLN | FAIRLAWN OIL SERVICE | 935 SMITHFIELD AVE | UST-1635 | Gasoline Station | 15 | 1984-10-09 | Permanently Closed | 10000 | Heating Oil No.2
LINCOLN | FAIRLAWN OIL SERVICE | 935 SMITHFIELD AVE | UST-1635 | Gasoline Station | 16 | 1984-10-09 | Permanently Closed | 10000 | Heating Oil No.2
LINCOLN | FAIRLAWN OIL SERVICE | 935 SMITHFIELD AVE | UST-1635 | Gasoline Station | 17 | 1984-10-09 | Permanently Closed | 10000 | Heating Oil No.2
LINCOLN | FAIRLAWN OIL SERVICE | 935 SMITHFIELD AVE | UST-1635 | Gasoline Station | 18 | 1955-07-01 | Permanently Closed | 10000 | Kerosene
LINCOLN | FAIRLAWN OIL SERVICE | 935 SMITHFIELD AVE | UST-1635 | Gasoline Station | 19 | 1955-07-01 | Permanently Closed | 10000 | Diesel
LINCOLN | FAIRLAWN OIL SERVICE | 935 SMITHFIELD AVE | UST-1635 | Gasoline Station | 20 | 1984-10-09 | Permanently Closed | 1000 | Waste Oil
LINCOLN | FAIRLAWN OIL SERVICE | 935 SMITHFIELD AVE | UST-1635 | Gasoline Station | 21 | 1984-10-09 | Permanently Closed | 1000 | Heating Oil No.2
LINCOLN | FAST HEAT | 1 COURT DR | UST-16711 | Commercials | 1 | 1984-10-09 | Permanently Closed | 1000 | Heating Oil No.2
LINCOLN | FLEET BANK | 611 SMITHFIELD AVE | UST-187 | Commercials | 1 | 1975-03-01 | Permanently Closed | 1000 | Heating Oil No.2
LINCOLN | FOAM TECHNOLOGY | 56-65 INDUSTRIAL CIR | UST-18971 | Commercials | 1 | 1984-10-09 | Permanently Closed | 10000 | Heating Oil No.6
LINCOLN | FORTUNE METAL INC. OF RI | 2 CROW POINT RD | UST-1647 | Commercials | 1 | 1984-10-09 | Permanently Closed | 1100 | Gasoline
LINCOLN | FORTUNE METAL INC. OF RI | 2 CROW POINT RD | UST-1647 | Commercials | 2 | 1981-03-01 | Permanently Closed | 4000 | Diesel
LINCOLN | FORTUNE METAL INC. OF RI | 2 CROW POINT RD | UST-1647 | Commercials | 3 | 1990-01-01 | Permanently Closed | 1000 | Heating Oil No.2
LINCOLN | FORTUNE METAL INC. OF RI | 2 CROW POINT RD | UST-1647 | Commercials | 4 | 1984-10-09 | Permanently Closed | 1000 | Heating Oil No.2
LINCOLN | FORTUNE METAL INC. OF RI | 3 CROW POINT RD | UST-1807 | Commercials | 1 | 1984-10-09 | Permanently Closed | 3000 | Diesel
LINCOLN | FORTUNE METAL INC. OF RI | 3 CROW POINT RD | UST-1807 | Commercials | 2 | 1984-10-09 | Permanently Closed | 1000 | Heating Oil No.2
LINCOLN | FORTUNE METAL INC. OF RI | 3 CROW POINT RD | UST-1807 | Commercials | 3 | 1984-10-09 | Permanently Closed | 1000 | Heating Oil No.2
LINCOLN | GEORGE D. NOBLE | 17 WINGATE RD | UST-2329 | Private Residence | 1 | 1979-04-01 | Permanently Closed | 2000 | Heating Oil No.2
LINCOLN | GLOBAL | 14 POWDER HILL RD | UST-15399 | Other | 1 | 1984-10-09 | Permanently Closed | 3000 | Gasoline
LINCOLN | GREGORY BEAUTY SUPPLY BLDG. | 6 COURT DR | UST-16197 | Commercials | 1 | 1984-10-09 | Permanently Closed | 4000 | Heating Oil No.2
LINCOLN | H & H SCREW PRODUCTS MANUFACTURING CO. | 678 WASHINGTON HWY | UST-15 | Industrial | 1 | 1962-11-01 | Permanently Closed | 5000 | Waste Oil
LINCOLN | H & H SCREW PRODUCTS MANUFACTURING CO. | 678 WASHINGTON HWY | UST-15 | Industrial | 2 | 1962-11-01 | Permanently Closed | 3000 | Waste Oil
LINCOLN | H & H SCREW PRODUCTS MANUFACTURING CO. | 678 WASHINGTON HWY | UST-15 | Industrial | 3 | 1967-11-01 | Permanently Closed | 2000 | Lubricating/Cutting Oil
LINCOLN | H & H SCREW PRODUCTS MANUFACTURING CO. | 678 WASHINGTON HWY | UST-15 | Industrial | 4 | 1967-11-01 | Permanently Closed | 2000 | Lubricating/Cutting Oil
LINCOLN | H & H SCREW PRODUCTS MANUFACTURING CO. | 678 WASHINGTON HWY | UST-15 | Industrial | 5 | 1967-11-01 | Permanently Closed | 2000 | Hazardous Substance
LINCOLN | HIGGINSON AVENUE ENTERPRISES | 125 HIGGINSON AVE | UST-1322 | Commercials | 1 | 1970-06-01 | Permanently Closed | 2000 | Gasoline
LINCOLN | HIGGINSON AVENUE ENTERPRISES | 125 HIGGINSON AVE | UST-1322 | Commercials | 2 | 1970-06-01 | Permanently Closed | 3000 | Diesel
LINCOLN | HIGGINSON AVENUE ENTERPRISES | 125 HIGGINSON AVE | UST-1322 | Commercials | 3 | 1965-06-01 | Permanently Closed | 1000 | Heating Oil No.2
LINCOLN | HIGGINSON AVENUE ENTERPRISES | 125 HIGGINSON AVE | UST-1322 | Commercials | 4 | 1982-06-01 | Permanently Closed | 7000 | Heating Oil No.2
LINCOLN | HOLLISTON MILLS, THE | P.O. BOX 55 INDUSTRIAL CIR | UST-17 | Industrial | 1 | 1974-12-01 | Permanently Closed | 10309 | Heating Oil No.4
LINCOLN | HUBBARD-HALL INC. | ONE NEW ENGLAND WAY | UST-2481 | Commercials | 1 | 1976-01-01 | Permanently Closed | 4000 | Heating Oil No.2
LINCOLN | J A R BAKER'S SUPPLY | 12 CROW POINT RD | UST-18147 | Commercials | 1 | 1984-10-09 | Permanently Closed | 1000 | Heating Oil No.2
LINCOLN | JAMES KELLEY, ESTATE OF | 4 LEDGE RD | UST-2026 | Commercials | 1 | 1984-10-09 | Permanently Closed | 2000 | Gasoline
LINCOLN | JAMES KELLEY, ESTATE OF | 4 LEDGE RD | UST-2026 | Commercials | 2 | 1984-10-09 | Permanently Closed | 500 | Diesel
LINCOLN | JOHN SOMYK | 872 SMITHFIELD AVE | UST-16313 | Private Residence | 1 | 1984-10-09 | Permanently Closed | 1000 | Heating Oil No.2
LINCOLN | JUICE SERVICES, INC. | 365 RIVER RD | UST-520 | Commercials | 1 | 1958-04-01 | Permanently Closed | 2000 | Gasoline
LINCOLN | K. CATALLOZZI RESIDENCE | 7 KIRKBRAE DR | UST-4488 | Private Residence | 1 | 1984-10-09 | Permanently Closed | 2000 | Heating Oil No.2
LINCOLN | KIRKBRAE COUNTRY CLUB | 197 OLD RIVER RD | UST-3363 | Other | 1 | 1991-10-01 | Permanently Closed | 2000 | Gasoline
LINCOLN | KIRKBRAE COUNTRY CLUB | 197 OLD RIVER RD | UST-3363 | Other | 2 | 1991-10-01 | Permanently Closed | 500 | Diesel
LINCOLN | KIRKBRAE COUNTRY CLUB | 197 OLD RIVER RD | UST-3363 | Other | 3 | 1976-10-01 | Permanently Closed | 1000 | Gasoline
LINCOLN | KIRKBRAE COUNTRY CLUB | 197 OLD RIVER RD | UST-3363 | Other | 4 | 1976-10-01 | Permanently Closed | 2000 | Gasoline
LINCOLN | KIRKBRAE GLEN, INC. | 200 OLD RIVER RD | UST-18336 | Other | 1 | 1984-10-09 | Permanently Closed | 1000 | Not Listed
LINCOLN | L.G. DESORMIER CONSTRUCTION | 101 HIGGINSON AVE | UST-18626 | Commercials | 1 | 1984-10-09 | Permanently Closed | 6000 | Heating Oil No.2
LINCOLN | L.G. DESORMIER CONSTRUCTION | 101 HIGGINSON AVE | UST-18626 | Commercials | 2 | 1984-10-09 | Permanently Closed | 1000 | Heating Oil No.2
LINCOLN | LANDRY'S TEXACO STATION | 117 MAIN ST | UST-1586 | Gasoline Station | 1 | 1965-04-01 | Permanently Closed | 4000 | Gasoline
LINCOLN | LANDRY'S TEXACO STATION | 117 MAIN ST | UST-1586 | Gasoline Station | 2 | 1989-02-01 | Permanently Closed | 6000 | Gasoline | Single Walled
LINCOLN | LANDRY'S TEXACO STATION | 117 MAIN ST | UST-1586 | Gasoline Station | 3 | 1965-04-01 | Permanently Closed | 4000 | Gasoline
LINCOLN | LANDRY'S TEXACO STATION | 117 MAIN ST | UST-1586 | Gasoline Station | 4 | 1989-02-01 | Permanently Closed | 6000 | Gasoline | Single Walled
LINCOLN | LANDRY'S TEXACO STATION | 117 MAIN ST | UST-1586 | Gasoline Station | 5 | 1965-04-01 | Permanently Closed | 4000 | Diesel
LINCOLN | LANDRY'S TEXACO STATION | 117 MAIN ST | UST-1586 | Gasoline Station | 6 | 1989-02-01 | Permanently Closed | 2000 | Diesel | Single Walled
LINCOLN | LANDRY'S TEXACO STATION | 117 MAIN ST | UST-1586 | Gasoline Station | 7 | 1965-04-01 | Permanently Closed | 275 | Waste Oil
LINCOLN | LANDRY'S TEXACO STATION | 117 MAIN ST | UST-1586 | Gasoline Station | 8 | 1965-04-01 | Permanently Closed | 1000 | Heating Oil No.2
LINCOLN | LARRY'S LINCOLN GULF | 420 GREAT RD | UST-1059 | Gasoline Station | 1 | 1949-04-01 | Permanently Closed | 4000 | Gasoline
LINCOLN | LARRY'S LINCOLN GULF | 420 GREAT RD | UST-1059 | Gasoline Station | 2 | 1988-09-01 | Permanently Closed | 8000 | Gasoline
LINCOLN | LARRY'S LINCOLN GULF | 420 GREAT RD | UST-1059 | Gasoline Station | 3 | 1949-04-01 | Permanently Closed | 4000 | Gasoline
LINCOLN | LARRY'S LINCOLN GULF | 420 GREAT RD | UST-1059 | Gasoline Station | 4 | 1988-09-01 | Permanently Closed | 8000 | Gasoline
LINCOLN | LARRY'S LINCOLN GULF | 420 GREAT RD | UST-1059 | Gasoline Station | 5 | 1957-04-01 | Permanently Closed | 4000 | Gasoline
LINCOLN | LARRY'S LINCOLN GULF | 420 GREAT RD | UST-1059 | Gasoline Station | 6 | 1957-04-01 | Permanently Closed | 2000 | Gasoline
LINCOLN | LINCOLN COUNTRY CLUB | 31 DEXTER ROCK RD | UST-3467 | Other | 1 | 1984-10-09 | Permanently Closed | 1000 | Gasoline
LINCOLN | LINCOLN COUNTRY CLUB | 31 DEXTER ROCK RD | UST-3467 | Other | 2 | 1984-10-09 | Permanently Closed | 1000 | Heating Oil No.2
LINCOLN | LINCOLN GARAGE (D.O.T.) | 680 GEORGE WASHINGTON HWY | UST-1288 | State Government | 1 | 1984-10-09 | Permanently Closed | 5000 | Gasoline
LINCOLN | LINCOLN GARAGE (D.O.T.) | 680 GEORGE WASHINGTON HWY | UST-1288 | State Government | 2 | 1984-10-09 | Permanently Closed | 10000 | Gasoline
LINCOLN | LINCOLN GARAGE (D.O.T.) | 680 GEORGE WASHINGTON HWY | UST-1288 | State Government | 3 | 1984-10-09 | Permanently Closed | 3000 | Diesel
LINCOLN | LINCOLN GARAGE (D.O.T.) | 680 GEORGE WASHINGTON HWY | UST-1288 | State Government | 4 | 1988-09-02 | Permanently Closed | 6000 | Gasoline | Double Walled | 1988-09-02
LINCOLN | LINCOLN GARAGE (D.O.T.) | 680 GEORGE WASHINGTON HWY | UST-1288 | State Government | 5 | 1988-09-02 | Permanently Closed | 6000 | Diesel | Double Walled | 1988-09-02
LINCOLN | LINCOLN GARAGE (D.O.T.) | 680 GEORGE WASHINGTON HWY | UST-1288 | State Government | 6 | 1961-06-01 | Permanently Closed | 2000 | Heating Oil No.2
LINCOLN | LINCOLN GARAGE (D.O.T.) | 680 GEORGE WASHINGTON HWY | UST-1288 | State Government | 7 | 1984-10-09 | Permanently Closed | 1000 | Heating Oil No.2
LINCOLN | LINCOLN HOUSING AUTHORITY | 15 WOODLAND TERRACE | UST-18302 | City/Town Government | 1 | 1975-03-01 | Permanently Closed | 550 | Heating Oil No.2
LINCOLN | LINCOLN HOUSING AUTHORITY | 15 WOODLAND TERRACE | UST-18302 | City/Town Government | 2 | 1975-03-01 | Permanently Closed | 550 | Heating Oil No.2
LINCOLN | LINCOLN HOUSING AUTHORITY | 15 WOODLAND TERRACE | UST-18302 | City/Town Government | 3 | 1975-03-01 | Permanently Closed | 550 | Heating Oil No.2
LINCOLN | LINCOLN JUNIOR HIGH SCHOOL | OLD RIVER RD | UST-2347 | Education - Town | 1 | 1956-08-01 | Permanently Closed | 10000 | Heating Oil No.4
LINCOLN | LINCOLN MALL - CALDOR STORE | ROUTE 116 | UST-2717 | Commercials | 1 | 1975-02-01 | Permanently Closed | 10152 | Heating Oil No.2
LINCOLN | LINCOLN MALL - CALDOR STORE | ROUTE 116 | UST-2717 | Commercials | 2 | 1975-02-01 | Permanently Closed | 10152 | Heating Oil No.2
LINCOLN | LINCOLN MEADOW | 243 ANGELL RD | UST-3949 | Commercials | 1 | 1984-10-09 | Permanently Closed | 1000 | Diesel
LINCOLN | LINCOLN SCHOOL DEPT.-ADMINISTRATIVE BLDG | 1624 LONSDALE AVE | UST-2349 | City/Town Government | 1 | 1967-10-01 | Permanently Closed | 1500 | Heating Oil No.2
LINCOLN | LINCOLN SENIOR HIGH SCHOOL | 135 OLD RIVER RD | UST-2346 | Education - Town | 1 | 1965-08-01 | Permanently Closed | 10000 | Heating Oil No.4
LINCOLN | LONSDALE FIRE DISTRICT | 224 FRONT ST | UST-887 | City/Town Government | 1 | 1970-04-01 | Permanently Closed | 3000 | Heating Oil No.2
LINCOLN | LUXURY CAR WASH | 612 SMITHFIELD AVE | UST-16429 | Commercials | 1 | 1984-10-09 | Permanently Closed | 6000 | Gasoline
LINCOLN | LUXURY CAR WASH | 612 SMITHFIELD AVE | UST-16429 | Commercials | 2 | 1984-10-09 | Permanently Closed | 6000 | Gasoline
LINCOLN | LUXURY CAR WASH | 612 SMITHFIELD AVE | UST-16429 | Commercials | 3 | 1984-10-09 | Permanently Closed | 6000 | Gasoline
LINCOLN | LUXURY CAR WASH | 612 SMITHFIELD AVE | UST-16429 | Commercials | 4 | 1984-10-09 | Permanently Closed | 6000 | Diesel
LINCOLN | MAINTENANCE BLDG. | LINCOLN WOODS STATE PARK | UST-3104 | State Government | 1 | 1984-12-01 | In Use | 1000 | Heating Oil No.2
LINCOLN | MANVILLE VIDEO | 1020 OLD RIVER RD | UST-15445 | Other | 1 | 1984-10-09 | Permanently Closed | 3000 | Gasoline
LINCOLN | MANVILLE VIDEO | 1020 OLD RIVER RD | UST-15445 | Other | 2 | 1984-10-09 | Permanently Closed | 3000 | Gasoline
LINCOLN | MANVILLE VIDEO | 1020 OLD RIVER RD | UST-15445 | Other | 3 | 1984-10-09 | Permanently Closed | 3000 | Gasoline
LINCOLN | MANVILLE VIDEO | 1020 OLD RIVER RD | UST-15445 | Other | 4 | 1984-10-09 | Permanently Closed | 2000 | Gasoline
LINCOLN | MANVILLE VIDEO | 1020 OLD RIVER RD | UST-15445 | Other | 5 | 1984-10-09 | Permanently Closed | 1000 | Waste Oil
LINCOLN | MARION FILIPPI | 1092 GREAT RD | UST-17474 | Private Residence | 1 | 1984-10-09 | Permanently Closed | 5000 | Heating Oil No.2
LINCOLN | MARY ANGELO RESIDENTIAL PROPERTY | 1 WINGATE RD | UST-4249 | Private Residence | 1 | 1984-10-09 | Permanently Closed | 2000 | Heating Oil No.2
LINCOLN | MARY PORCARO | 17 HEIDI RD | UST-4088 | Private Residence | 1 | 1984-10-09 | Permanently Closed | 2000 | Heating Oil No.2
LINCOLN | MTB PROPERTIES | 15 SPRING ST | UST-4778 | Multiple Residence | 1 | 1984-10-09 | Permanently Closed | 1000 | Heating Oil No.2
LINCOLN | NAFTA TEXTILE MILLS, LLC (ROCHAMBEAU WORSTED (OOB) | 315 OLD RIVER RD | UST-4638 | Commercials | 1 | 1985-01-01 | Permanently Closed | 10000 | Heating Oil No.6
LINCOLN | NAULT'S TIRE & BATTERY SHOP | 62 RAILROAD ST | UST-958 | Gasoline Station | 1 | 1975-04-01 | Permanently Closed | 6000 | Gasoline
LINCOLN | NAULT'S TIRE & BATTERY SHOP | 62 RAILROAD ST | UST-958 | Gasoline Station | 2 | 1965-04-01 | Permanently Closed | 3000 | Gasoline
LINCOLN | NAULT'S TIRE & BATTERY SHOP | 62 RAILROAD ST | UST-958 | Gasoline Station | 3 | 1965-04-01 | Permanently Closed | 3000 | Gasoline
LINCOLN | NAULT'S TIRE & BATTERY SHOP | 62 RAILROAD ST | UST-958 | Gasoline Station | 4 | 1955-04-01 | Permanently Closed | 500 | Waste Oil
LINCOLN | NAULT'S TIRE & BATTERY SHOP | 62 RAILROAD ST | UST-958 | Gasoline Station | 5 | 1984-10-09 | Permanently Closed | 500 | Heating Oil No.2
LINCOLN | NEW ENGLAND AVIATION, INC. | 6 ALBION RD | UST-466 | Commercials | 1 | 1970-04-01 | Permanently Closed | 4000 | Hazardous Substance
LINCOLN | NEW ENGLAND AVIATION, INC. | 6 ALBION RD | UST-466 | Commercials | 2 | 1970-04-01 | Permanently Closed | 4000 | Hazardous Substance
LINCOLN | NEW ENGLAND CONTAINER | POWDER HILL RD | UST-158 | Industrial | 1 | 1973-03-01 | Permanently Closed | 1000 | Heating Oil No.2
LINCOLN | NEW ENGLAND TELEPHONE COMPANY | 28 ALBION RD | UST-1221 | Commercials | 1 | 1968-05-01 | Permanently Closed | 4000 | Gasoline
LINCOLN | NEW ENGLAND TELEPHONE COMPANY | 28 ALBION RD | UST-1221 | Commercials | 2 | 1968-05-01 | Permanently Closed | 275 | Waste Oil
LINCOLN | NORTH CENTRAL AIRWAY, INC. | NORTH CENTRAL STATE AIRPORT | UST-1536 | State Government | 1 | 1968-03-01 | Permanently Closed | 10000 | Hazardous Substance
LINCOLN | NORTH CENTRAL AIRWAY, INC. | NORTH CENTRAL STATE AIRPORT | UST-1536 | State Government | 2 | 1968-03-01 | Permanently Closed | 10000 | Hazardous Substance
LINCOLN | NORTH CENTRAL AIRWAY, INC. | NORTH CENTRAL STATE AIRPORT | UST-1536 | State Government | 3 | 1968-03-01 | Permanently Closed | 10000 | Kerosene
LINCOLN | NORTH CENTRAL STATE AIRPORT | ALBION RD | UST-1626 | State Government | 1 | 1981-03-01 | Permanently Closed | 500 | Diesel
LINCOLN | NORTH CENTRAL STATE AIRPORT | ALBION RD | UST-1626 | State Government | 2 | 1984-03-01 | Permanently Closed | 500 | Diesel
LINCOLN | NORTH CENTRAL STATE AIRPORT | ALBION RD | UST-1626 | State Government | 3 | 1955-03-01 | Permanently Closed | 1000 | Gasoline
LINCOLN | NORTH CENTRAL STATE AIRPORT | ALBION RD | UST-1626 | State Government | 4 | 1952-03-01 | Permanently Closed | 1000 | Heating Oil No.2
LINCOLN | NORTH CENTRAL STATE AIRPORT | ALBION RD | UST-1626 | State Government | 5 | 1952-03-01 | Permanently Closed | 5000 | Heating Oil No.2
LINCOLN | NORTH CENTRAL STATE AIRPORT | ALBION RD | UST-1626 | State Government | 6 | 1967-03-01 | Permanently Closed | 4000 | Hazardous Substance
LINCOLN | NORTH CENTRAL STATE AIRPORT | ALBION RD | UST-1626 | State Government | 7 | 1970-03-01 | Permanently Closed | 4000 | Hazardous Substance
LINCOLN | NORTH CENTRAL STATE AIRPORT | ALBION RD | UST-1626 | State Government | 8 | 1970-03-01 | Permanently Closed | 10000 | Kerosene
LINCOLN | NORTH CENTRAL STATE AIRPORT | ALBION RD | UST-1626 | State Government | 9 | 1970-03-01 | Permanently Closed | 10000 | Hazardous Substance
LINCOLN | NORTH CENTRAL STATE AIRPORT | ALBION RD | UST-1626 | State Government | 10 | 1970-03-01 | Permanently Closed | 10000 | Kerosene
LINCOLN | NORTH CENTRAL STATE AIRPORT | ALBION RD | UST-1626 | State Government | 11 | 1984-10-09 | Permanently Closed | 120 | Gasoline
LINCOLN | NORTH CENTRAL STATE AIRPORT | ALBION RD | UST-1626 | State Government | 12 | 1984-10-09 | Permanently Closed | 500 | Unknown
LINCOLN | NORTHERN ELEMENTARY SCHOOL | NEW RIVER RD | UST-2348 | Education - Town | 1 | 1971-08-01 | Permanently Closed | 3000 | Heating Oil No.2
LINCOLN | O'REILLY SERVICE CENTER | LINCOLN & GREAT RD | UST-15197 | Gasoline Station | 1 | 1984-10-09 | Permanently Closed | 1000 | Gasoline
LINCOLN | O'REILLY SERVICE CENTER | LINCOLN & GREAT RD | UST-15197 | Gasoline Station | 2 | 1984-10-09 | Permanently Closed | 1000 | Heating Oil No.2
LINCOLN | O'REILLY SERVICE CENTER | LINCOLN & GREAT RD | UST-15197 | Gasoline Station | 3 | 1984-10-09 | Permanently Closed | 4000 | Gasoline
LINCOLN | O'REILLY SERVICE CENTER | LINCOLN & GREAT RD | UST-15197 | Gasoline Station | 4 | 1984-10-09 | Permanently Closed | 4000 | Gasoline
LINCOLN | OCEAN STATE NEWS CORP. | WASHINGTON HWY | UST-2657 | Industrial | 1 | 1987-10-01 | Permanently Closed | 3000 | Gasoline
LINCOLN | OCEAN STATE NEWS CORP. | WASHINGTON HWY | UST-2657 | Industrial | 2 | 1987-10-01 | Permanently Closed | 3000 | Gasoline
LINCOLN | OLD ARNOLD BAKERY | SMITHFIELD AVE | UST-16284 | Commercials | 1 | 1984-10-09 | Permanently Closed | 2000 | Gasoline
LINCOLN | OLD ARNOLD BAKERY | SMITHFIELD AVE | UST-16284 | Commercials | 2 | 1984-10-09 | Permanently Closed | 5000 | Heating Oil No.4
LINCOLN | OLD ARNOLD BAKERY | SMITHFIELD AVE | UST-16284 | Commercials | 3 | 1984-10-09 | Permanently Closed | 1000 | Heating Oil No.2
LINCOLN | OLIN HUNT SPECIALITY PRODUCTS, INC. | INDUSTRIAL CIR/SAYLESVILLE | UST-496 | Industrial | 1 | 1984-10-09 | Permanently Closed | 15000 | Heating Oil No.6
LINCOLN | OLIN HUNT SPECIALITY PRODUCTS, INC. | INDUSTRIAL CIR/SAYLESVILLE | UST-496 | Industrial | 2 | 1984-10-09 | Permanently Closed | 15000 | Not Listed
LINCOLN | OLIN HUNT SPECIALITY PRODUCTS, INC. | 1 WELLINGTON RD | UST-497 | Industrial | 1 | 1977-04-01 | Permanently Closed | 20000 | Heating Oil No.6
LINCOLN | OLIN HUNT SPECIALITY PRODUCTS, INC. | 1 WELLINGTON RD | UST-497 | Industrial | 2 | 1977-04-01 | Permanently Closed | 10000 | Hazardous Substance
LINCOLN | OLIN HUNT SPECIALITY PRODUCTS, INC. | 1 WELLINGTON RD | UST-497 | Industrial | 3 | 1977-04-01 | Permanently Closed | 10000 | Hazardous Substance
LINCOLN | OLIN HUNT SPECIALITY PRODUCTS, INC. | 1 WELLINGTON RD | UST-497 | Industrial | 4 | 1977-04-01 | Permanently Closed | 10000 | Mixture
LINCOLN | OLIN HUNT SPECIALITY PRODUCTS, INC. | 1 WELLINGTON RD | UST-497 | Industrial | 5 | 1980-04-01 | Permanently Closed | 10000 | Kerosene
LINCOLN | OLIN HUNT SPECIALITY PRODUCTS, INC. | 1 WELLINGTON RD | UST-497 | Industrial | 6 | 1984-04-01 | Permanently Closed | 10000 | Hazardous Substance | Double Walled
LINCOLN | OLIN HUNT SPECIALITY PRODUCTS, INC. | 1 WELLINGTON RD | UST-497 | Industrial | 7 | 1984-04-01 | Permanently Closed | 10000 | Hazardous Substance | Double Walled
LINCOLN | OLIN HUNT SPECIALITY PRODUCTS, INC. | 1 WELLINGTON RD | UST-497 | Industrial | 8 | 1984-04-01 | Permanently Closed | 10000 | Hazardous Substance | Double Walled
LINCOLN | OLIN HUNT SPECIALITY PRODUCTS, INC. | 1 WELLINGTON RD | UST-497 | Industrial | 9 | 1984-04-01 | Permanently Closed | 10000 | Hazardous Substance | Double Walled
LINCOLN | ORIGINAL CRISPY PIZZA CRUST CO.OF BOSTON | 13 BLACKSTONE VALLEY PL/BX 304 | UST-2961 | Commercials | 1 | 1983-02-01 | Permanently Closed | 5000 | Diesel
LINCOLN | ORIGINAL CRISPY PIZZA CRUST CO.OF BOSTON | 13 BLACKSTONE VALLEY PL/BX 304 | UST-2961 | Commercials | 2 | 1983-02-01 | Permanently Closed | 5000 | Diesel
LINCOLN | ORIGINAL CRISPY PIZZA CRUST CO.OF BOSTON | 13 BLACKSTONE VALLEY PL/BX 304 | UST-2961 | Commercials | 3 | 1983-02-01 | Permanently Closed | 5000 | Heating Oil No.2
LINCOLN | ORIGINAL CRISPY PIZZA CRUST CO.OF BOSTON | 13 BLACKSTONE VALLEY PL/BX 304 | UST-2961 | Commercials | 4 | 1984-10-09 | Permanently Closed | 500 | Waste Oil
LINCOLN | ORIGINAL CRISPY PIZZA CRUST CO.OF BOSTON | 13 BLACKSTONE VALLEY PL/BX 304 | UST-2961 | Commercials | 5 | 1984-10-09 | Permanently Closed | 1000 | Motor Oil
LINCOLN | P-I-E NATIONWIDE, INC. | 16 GEORGE WASHINGTON HWY | UST-1811 | Commercials | 1 | 1984-10-09 | Permanently Closed | 8000 | Gasoline
LINCOLN | P-I-E NATIONWIDE, INC. | 16 GEORGE WASHINGTON HWY | UST-1811 | Commercials | 2 | 1984-10-09 | Permanently Closed | 8000 | Gasoline
LINCOLN | P-I-E NATIONWIDE, INC. | 16 GEORGE WASHINGTON HWY | UST-1811 | Commercials | 3 | 1979-10-01 | Permanently Closed | 15000 | Diesel
LINCOLN | P-I-E NATIONWIDE, INC. | 16 GEORGE WASHINGTON HWY | UST-1811 | Commercials | 4 | 1979-10-01 | Permanently Closed | 15000 | Diesel
LINCOLN | P-I-E NATIONWIDE, INC. | 16 GEORGE WASHINGTON HWY | UST-1811 | Commercials | 5 | 1979-10-01 | Permanently Closed | 15000 | Diesel
LINCOLN | PATRICIA MARSOCCI RESIDENCE | 8 WINGATE RD | UST-4678 | Private Residence | 1 | 1984-10-09 | Permanently Closed | 2000 | Heating Oil No.2 | Single Walled
LINCOLN | PERRY RESIDENCE (REAR) | 15 TWIN RIVER RD | UST-16107 | Private Residence | 1 | 1984-10-09 | Permanently Closed | 500 | Heating Oil No.2
LINCOLN | PERRY RESIDENCE (REAR) | 15 TWIN RIVER RD | UST-16107 | Private Residence | 2 | 1984-10-09 | Permanently Closed | 500 | Gasoline
LINCOLN | PERRY RESIDENCE (REAR) | 15 TWIN RIVER RD | UST-16107 | Private Residence | 3 | 1984-10-09 | Permanently Closed | 500 | Diesel
LINCOLN | PROVIDENCE & WORCESTER RAILROAD TRACK | 135 HIGGINSON AVE | UST-16466 | Other | 1 | 1984-10-09 | Permanently Closed | 2000 | Heating Oil No.2
LINCOLN | PROVIDENCE CASKET COMPANY | ONE INDUSTRIAL CIR | UST-2451 | Commercials | 1 | 1974-11-01 | Permanently Closed | 2000 | Heating Oil No.2
LINCOLN | PROVIDENCE CASKET COMPANY | ONE INDUSTRIAL CIR | UST-2451 | Commercials | 2 | 1984-10-09 | Permanently Closed | 1000 | Diesel
LINCOLN | RAY & DOROTHY MCCREADIE | 931-933 SMITHFIELD AVE | UST-15636 | Commercials | 1 | 1984-10-09 | Permanently Closed | 2000 | Gasoline
LINCOLN | RAY & DOROTHY MCCREADIE | 931-933 SMITHFIELD AVE | UST-15636 | Commercials | 2 | 1984-10-09 | Permanently Closed | 2000 | Kerosene
LINCOLN | RAY & DOROTHY MCCREADIE | 931-933 SMITHFIELD AVE | UST-15636 | Commercials | 3 | 1984-10-09 | Permanently Closed | 1000 | Gasoline
LINCOLN | RAY & DOROTHY MCCREADIE | 931-933 SMITHFIELD AVE | UST-15636 | Commercials | 4 | 1984-10-09 | Permanently Closed | 1000 | Gasoline
LINCOLN | RAY & DOROTHY MCCREADIE | 931-933 SMITHFIELD AVE | UST-15636 | Commercials | 5 | 1984-10-09 | Permanently Closed | 1000 | Gasoline
LINCOLN | RAY & DOROTHY MCCREADIE | 931-933 SMITHFIELD AVE | UST-15636 | Commercials | 6 | 1984-10-09 | Permanently Closed | 550 | Gasoline
LINCOLN | RAYMOND J. VILLANOVA | 16 DENNELL DR | UST-2979 | Private Residence | 1 | 1986-02-01 | In Use | 3000 | Heating Oil No.2
LINCOLN | RED HED SUPPLY, INC. | 38 ALBION RD | UST-1717 | Commercials | 1 | 1980-04-01 | Permanently Closed | 3000 | Gasoline
LINCOLN | RED HED SUPPLY, INC. | 38 ALBION RD | UST-1717 | Commercials | 2 | 1985-12-01 | In Use | 4000 | Heating Oil No.2
LINCOLN | RENTALS, INC. | 15 CHAPEL LN | UST-1431 | Commercials | 1 | 1984-10-09 | Permanently Closed | 1000 | Gasoline
LINCOLN | RENTALS, INC. | 15 CHAPEL LN | UST-1431 | Commercials | 2 | 1984-10-09 | Permanently Closed | 10000 | Heating Oil No.2
LINCOLN | RENTALS, INC. | 15 CHAPEL LN | UST-1431 | Commercials | 3 | 1984-10-09 | Permanently Closed | 10000 | Heating Oil No.2
LINCOLN | RENTALS, INC. | 15 CHAPEL LN | UST-1431 | Commercials | 4 | 1984-10-09 | Permanently Closed | 10000 | Heating Oil No.2
LINCOLN | RESIDENCE | 1114 LONSDALE AVE | UST-18756 | Private Residence | 1 | 1984-10-09 | Permanently Closed | 2000 | Heating Oil No.2
LINCOLN | RESIDENTIAL PROPERTY | 146 PROGRESS ST | UST-3755 | Private Residence | 1 | 1955-08-01 | In Use | 1500 | Heating Oil No.2
LINCOLN | RICHARD ST. LOUIS RESIDENCE | 2 ROSEWOOD DR | UST-4049 | Private Residence | 1 | 1984-10-09 | Permanently Closed | 2000 | Heating Oil No.2
LINCOLN | RICHARDS BROTHERS | 256 RAILROAD ST | UST-16809 | Commercials | 1 | 1984-10-09 | Permanently Closed | 4000 | Gasoline
LINCOLN | RICHARDS BROTHERS | 256 RAILROAD ST | UST-16809 | Commercials | 2 | 1984-10-09 | Permanently Closed | 1000 | Gasoline
LINCOLN | RICHARDS BROTHERS | 256 RAILROAD ST | UST-16809 | Commercials | 3 | 1984-10-09 | Permanently Closed | 550 | Heating Oil No.2
LINCOLN | RICHARDS BROTHERS | 256 RAILROAD ST | UST-16809 | Commercials | 4 | 1984-10-09 | Permanently Closed | 550 | Unknown
LINCOLN | RIDEM PARKS AND RECREATION | 2 MANCHESTER PRINT WORKS RD | UST-4866 | State Government | 1 | null | Permanently Closed | 1000 | Heating Oil No.2 | Double Walled
LINCOLN | ROADWAY EXPRESS, INC. | RT. 116, GEORGE WASHINGTON HWY | UST-87 | Commercials | 1 | 1970-02-01 | Permanently Closed | 10000 | Diesel
LINCOLN | ROADWAY EXPRESS, INC. | RT. 116, GEORGE WASHINGTON HWY | UST-87 | Commercials | 2 | 1970-02-01 | Permanently Closed | 10000 | Diesel
LINCOLN | ROADWAY EXPRESS, INC. | RT. 116, GEORGE WASHINGTON HWY | UST-87 | Commercials | 3 | 1974-02-01 | Permanently Closed | 500 | Heating Oil No.2
LINCOLN | ROBERT MOIO RESIDENCE | 10 WINGATE RD | UST-3934 | Private Residence | 1 | 1984-10-09 | Permanently Closed | 2000 | Heating Oil No.2
LINCOLN | ROBERTS PAPER CO. | 90 INDUSTRIAL CIR | UST-1527 | Commercials | 1 | 1970-11-01 | Permanently Closed | 4000 | Heating Oil No.2
LINCOLN | ROBERTS PAPER CO. | 90 INDUSTRIAL CIR | UST-1527 | Commercials | 2 | 1984-10-09 | Permanently Closed | 10000 | Heating Oil No.2
LINCOLN | ROCHAMBEAU WORSTED COMPANY | 1690 OLD RIVER RD | UST-700 | Commercials | 1 | 1973-04-01 | Permanently Closed | 10000 | Heating Oil No.6
LINCOLN | ROGER A. FRANCOEUR | 6 WINGATE RD | UST-3906 | Private Residence | 1 | 1984-10-09 | Permanently Closed | 2000 | Heating Oil No.2
LINCOLN | SCHOOL STREET CAFE | 48 SCHOOL ST | UST-19007 | Commercials | 1 | 1984-10-09 | Permanently Closed | 1000 | Heating Oil No.2
LINCOLN | SCHOOLHOUSE APARTMENTS LLC | 6 ALMEIDA DR | UST-4412 | Multiple Residence | 1 | 1984-10-09 | Permanently Closed | 1000 | Heating Oil No.2
LINCOLN | SHELL SERVICE STATION | 1783 OLD LOUISQUISSET PIKE | UST-428 | Gasoline Station | 1 | 1984-10-09 | Permanently Closed | 5000 | Gasoline
LINCOLN | SHELL SERVICE STATION | 1783 OLD LOUISQUISSET PIKE | UST-428 | Gasoline Station | 2 | 1984-10-09 | Permanently Closed | 5000 | Gasoline
LINCOLN | SHELL SERVICE STATION | 1783 OLD LOUISQUISSET PIKE | UST-428 | Gasoline Station | 3 | 1984-10-09 | Permanently Closed | 5000 | Gasoline
LINCOLN | SHELL SERVICE STATION | 1783 OLD LOUISQUISSET PIKE | UST-428 | Gasoline Station | 4 | 1984-10-09 | Permanently Closed | 5000 | Diesel
LINCOLN | SHELL SERVICE STATION | 1783 OLD LOUISQUISSET PIKE | UST-428 | Gasoline Station | 5 | 1984-10-09 | Permanently Closed | 6000 | Gasoline
LINCOLN | SHELL SERVICE STATION | 1783 OLD LOUISQUISSET PIKE | UST-428 | Gasoline Station | 6 | 1965-04-01 | Permanently Closed | 1000 | Heating Oil No.2
LINCOLN | SHELL SERVICE STATION | 1783 OLD LOUISQUISSET PIKE | UST-428 | Gasoline Station | 7 | 1986-11-01 | Permanently Closed | 1000 | Heating Oil No.2
LINCOLN | SHELL SERVICE STATION | 1783 OLD LOUISQUISSET PIKE | UST-428 | Gasoline Station | 8 | 1984-10-09 | Permanently Closed | 550 | Waste Oil
LINCOLN | SHELL SERVICE STATION | 1783 OLD LOUISQUISSET PIKE | UST-428 | Gasoline Station | 9 | 1986-11-01 | Permanently Closed | 8000 | Gasoline | Single Walled | 2005-11-16
LINCOLN | SHELL SERVICE STATION | 1783 OLD LOUISQUISSET PIKE | UST-428 | Gasoline Station | 10 | 1986-11-01 | Permanently Closed | 12000 | Gasoline | Single Walled | 2005-11-16
LINCOLN | SHELL SERVICE STATION | 1783 OLD LOUISQUISSET PIKE | UST-428 | Gasoline Station | 11 | 1986-11-01 | Permanently Closed | 10000 | Gasoline | Single Walled | 2005-11-16
LINCOLN | SHELL SERVICE STATION | 1783 OLD LOUISQUISSET PIKE | UST-428 | Gasoline Station | 12 | 1986-11-01 | Permanently Closed | 10000 | Diesel | Single Walled | 2005-11-16
LINCOLN | SHELL SERVICE STATION | 1783 OLD LOUISQUISSET PIKE | UST-428 | Gasoline Station | 13 | 1986-11-01 | Permanently Closed | 550 | Waste Oil
LINCOLN | SHELL SERVICE STATION | 1783 OLD LOUISQUISSET PIKE | UST-428 | Gasoline Station | 14 | 2015-09-29 | In Use | 15000 | Gasoline | Double Walled | 2015-10-16
LINCOLN | SHELL SERVICE STATION | 1783 OLD LOUISQUISSET PIKE | UST-428 | Gasoline Station | 15 | 2015-09-29 | In Use | 9000 | Gasoline | Double Walled | 2015-10-16
LINCOLN | SHELL SERVICE STATION | 1783 OLD LOUISQUISSET PIKE | UST-428 | Gasoline Station | 16 | 2015-09-29 | In Use | 6000 | Diesel | Double Walled | 2015-10-16
LINCOLN | SINGLE FAMILY RESIDENCE | 11 WINGATE RD | UST-4378 | Private Residence | 1 | 1984-10-09 | Permanently Closed | 2000 | Heating Oil No.2
LINCOLN | SPURWINK SCHOOL | 365 RIVER RD | UST-15261 | Education - Town | 1 | 1984-10-09 | Permanently Closed | 1000 | Heating Oil No.2
LINCOLN | ST. AMBROSE CHURCH | 191 SCHOOL ST | UST-2011 | Other | 1 | 1946-05-01 | Permanently Closed | 1000 | Heating Oil No.2
LINCOLN | ST. JAMES CHURCH CORP. | 33 DIVISION ST | UST-1456 | Other | 1 | 1960-09-01 | Permanently Closed | 6000 | Heating Oil No.2
LINCOLN | ST. JAMES CHURCH CORP. | 33 DIVISION ST | UST-1456 | Other | 2 | 1960-09-01 | Permanently Closed | 2000 | Heating Oil No.2
LINCOLN | ST. JAMES CHURCH CORP. | 33 DIVISION ST | UST-1456 | Other | 3 | 1960-09-01 | Permanently Closed | 2000 | Heating Oil No.2
LINCOLN | ST. JUDE'S CHURCH | 301 FRONT ST | UST-2006 | Other | 1 | 1952-03-01 | Permanently Closed | 1000 | Heating Oil No.2
LINCOLN | ST. JUDE'S CHURCH | 301 FRONT ST | UST-2006 | Other | 2 | 1965-07-01 | Permanently Closed | 5000 | Heating Oil No.2
LINCOLN | ST. JUDE'S CHURCH | 301 FRONT ST | UST-2006 | Other | 3 | 1985-03-01 | Permanently Closed | 1000 | Heating Oil No.2
LINCOLN | STACKBIN CORPORATION | 29 POWDER HILL RD | UST-3783 | Industrial | 1 | 1984-10-09 | Permanently Closed | 1000 | Hazardous Substance
LINCOLN | STACKBIN CORPORATION | 29 POWDER HILL RD | UST-3783 | Industrial | 2 | 1965-01-01 | Permanently Closed | 10000 | Heating Oil No.2
LINCOLN | STATE POLICE BARRACKS | 1575 OLD LOUISQUISSET PIKE | UST-15119 | State Government | 1 | 1984-10-09 | Permanently Closed | 2000 | Gasoline
LINCOLN | STATE POLICE BARRACKS | 1575 OLD LOUISQUISSET PIKE | UST-15119 | State Government | 2 | 1984-10-09 | Permanently Closed | 1000 | Unknown
LINCOLN | STATE POLICE BARRACKS | 1575 OLD LOUISQUISSET PIKE | UST-15119 | State Government | 3 | 1984-10-09 | Permanently Closed | 75 | Diesel
LINCOLN | STATE POLICE BARRACKS | 1575 OLD LOUISQUISSET PIKE | UST-15119 | State Government | 4 | 2000-12-05 | Permanently Closed | 1000 | Heating Oil No.2 | Double Walled
LINCOLN | STOP & SHOP FUELING FACILITY #712 | 622 GEORGE WASHINGTON HWY | UST-18762 | Gasoline Station | 1 | 2000-08-11 | In Use | 12000 | Gasoline | Double Walled | 2000-08-11
LINCOLN | STOP & SHOP FUELING FACILITY #712 | 622 GEORGE WASHINGTON HWY | UST-18762 | Gasoline Station | 2 | 2000-08-11 | In Use | 8000 | Gasoline | Double Walled | 2000-08-11
LINCOLN | SUPERIOR HEALTH CARE | 13 POWDER HILL RD | UST-3637 | Industrial | 1 | 1977-06-01 | Permanently Closed | 4000 | Heating Oil No.2
LINCOLN | SUPERIOR HEALTH CARE | 13 POWDER HILL RD | UST-3637 | Industrial | 2 | 1980-06-01 | Permanently Closed | 5093 | Heating Oil No.2
LINCOLN | SURABIAN RESIDENCE | 372 ANGELL RD | UST-4184 | Private Residence | 1 | 1984-10-09 | Permanently Closed | 2000 | Heating Oil No.2
LINCOLN | TAGGART SAND PRODUCTS CORPORATION | 520 MOSHASSUCK VALLEY INDUSTRIAL HWY | UST-2320 | Industrial | 1 | 1971-05-01 | Permanently Closed | 2000 | Heating Oil No.2
LINCOLN | TAGGART SAND PRODUCTS CORPORATION | 520 MOSHASSUCK VALLEY INDUSTRIAL HWY | UST-2320 | Industrial | 2 | 1974-07-01 | Permanently Closed | 4000 | Diesel
LINCOLN | TANURY INDUSTRIES | 6 NEW ENGLAND WAY | UST-3084 | Commercials | 1 | 1989-06-01 | In Use | 3000 | Heating Oil No.2
LINCOLN | TANURY INDUSTRIES | 6 NEW ENGLAND WAY | UST-3084 | Commercials | 2 | 1984-10-09 | Permanently Closed | 3000 | Heating Oil No.2
LINCOLN | TFORCE FREIGHT | 617 GEORGE WASHINGTON HWY | UST-479 | Commercials | 1 | 1965-04-01 | Permanently Closed | 5000 | Diesel
LINCOLN | TFORCE FREIGHT | 617 GEORGE WASHINGTON HWY | UST-479 | Commercials | 2 | 1989-08-01 | Permanently Closed | 10000 | Diesel | Double Walled
LINCOLN | TFORCE FREIGHT | 617 GEORGE WASHINGTON HWY | UST-479 | Commercials | 3 | 1965-04-01 | Permanently Closed | 5000 | Diesel
LINCOLN | TFORCE FREIGHT | 617 GEORGE WASHINGTON HWY | UST-479 | Commercials | 4 | 1965-04-01 | Permanently Closed | 5000 | Diesel
LINCOLN | TFORCE FREIGHT | 617 GEORGE WASHINGTON HWY | UST-479 | Commercials | 5 | 1989-07-01 | Permanently Closed | 10000 | Diesel | Double Walled
LINCOLN | TFORCE FREIGHT | 617 GEORGE WASHINGTON HWY | UST-479 | Commercials | 6 | 1965-04-01 | Permanently Closed | 5000 | Diesel
LINCOLN | TFORCE FREIGHT | 617 GEORGE WASHINGTON HWY | UST-479 | Commercials | 7 | 1989-08-01 | In Use | 2000 | Heating Oil No.2 | Double Walled
LINCOLN | TFORCE FREIGHT | 617 GEORGE WASHINGTON HWY | UST-479 | Commercials | 8 | 1965-04-01 | Permanently Closed | 2000 | Heating Oil No.2
LINCOLN | TFORCE FREIGHT | 617 GEORGE WASHINGTON HWY | UST-479 | Commercials | 9 | 1989-08-01 | Permanently Closed | 2000 | Motor Oil | Double Walled
LINCOLN | TFORCE FREIGHT | 617 GEORGE WASHINGTON HWY | UST-479 | Commercials | 10 | 1965-04-01 | Permanently Closed | 2000 | Heating Oil No.2
LINCOLN | TFORCE FREIGHT | 617 GEORGE WASHINGTON HWY | UST-479 | Commercials | 11 | 1989-08-01 | Permanently Closed | 2000 | Waste Oil | Double Walled
LINCOLN | TFORCE FREIGHT | 617 GEORGE WASHINGTON HWY | UST-479 | Commercials | 12 | 1965-04-01 | Permanently Closed | 500 | Waste Oil
LINCOLN | TFORCE FREIGHT | 617 GEORGE WASHINGTON HWY | UST-479 | Commercials | 13 | 1989-07-01 | In Use | 2000 | Heating Oil No.2 | Double Walled
LINCOLN | THE LONSDALE BLEACHERY | 1 CARRINGTON ST | UST-4059 | Commercials | 1 | 1984-10-09 | Permanently Closed | 5000 | Heating Oil No.6
LINCOLN | THE NARRAGANSETT ELECTRIC COMPANY | 642 GEORGE WASHINGTON HWY | UST-558 | Commercials | 1 | 1968-04-01 | Permanently Closed | 2000 | Unknown
LINCOLN | THE NARRAGANSETT ELECTRIC COMPANY | 642 GEORGE WASHINGTON HWY | UST-558 | Commercials | 2 | 1968-04-01 | Permanently Closed | 2000 | Unknown
LINCOLN | THE NARRAGANSETT ELECTRIC COMPANY | 642 GEORGE WASHINGTON HWY | UST-558 | Commercials | 3 | 1968-04-01 | Permanently Closed | 2000 | Unknown
LINCOLN | THE NARRAGANSETT ELECTRIC COMPANY | 642 GEORGE WASHINGTON HWY | UST-558 | Commercials | 4 | 1968-04-01 | Permanently Closed | 500 | Waste Oil
LINCOLN | THE NARRAGANSETT ELECTRIC COMPANY | 642 GEORGE WASHINGTON HWY | UST-558 | Commercials | 5 | 1968-04-01 | Permanently Closed | 1000 | Motor Oil
LINCOLN | THE NARRAGANSETT ELECTRIC COMPANY | 642 GEORGE WASHINGTON HWY | UST-558 | Commercials | 6 | 1968-04-01 | Permanently Closed | 1000 | Other
LINCOLN | THE NARRAGANSETT ELECTRIC COMPANY | 642 GEORGE WASHINGTON HWY | UST-558 | Commercials | 7 | 1968-04-01 | Permanently Closed | 1000 | Other
LINCOLN | THE NARRAGANSETT ELECTRIC COMPANY | 642 GEORGE WASHINGTON HWY | UST-558 | Commercials | 8 | 1968-04-01 | Permanently Closed | 5000 | Gasoline
LINCOLN | THE NARRAGANSETT ELECTRIC COMPANY | 642 GEORGE WASHINGTON HWY | UST-558 | Commercials | 9 | 1977-04-01 | Permanently Closed | 8000 | Gasoline
LINCOLN | THE NARRAGANSETT ELECTRIC COMPANY | 642 GEORGE WASHINGTON HWY | UST-558 | Commercials | 10 | 1977-04-01 | Permanently Closed | 8000 | Gasoline
LINCOLN | THE NARRAGANSETT ELECTRIC COMPANY | 642 GEORGE WASHINGTON HWY | UST-558 | Commercials | 11 | 1968-04-01 | Permanently Closed | 5000 | Gasoline
LINCOLN | THE NARRAGANSETT ELECTRIC COMPANY | 642 GEORGE WASHINGTON HWY | UST-558 | Commercials | 12 | 1968-04-01 | Permanently Closed | 5000 | Gasoline
LINCOLN | THE NARRAGANSETT ELECTRIC COMPANY | 642 GEORGE WASHINGTON HWY | UST-558 | Commercials | 13 | 1979-04-01 | Permanently Closed | 2500 | Diesel
LINCOLN | THE NARRAGANSETT ELECTRIC COMPANY | 642 GEORGE WASHINGTON HWY | UST-558 | Commercials | 14 | 1968-04-01 | Permanently Closed | 150 | Waste Oil
LINCOLN | THE NARRAGANSETT ELECTRIC COMPANY | 642 GEORGE WASHINGTON HWY | UST-558 | Commercials | 15 | 1989-12-01 | Permanently Closed | 20000 | Gasoline | Double Walled
LINCOLN | THE NARRAGANSETT ELECTRIC COMPANY | 642 GEORGE WASHINGTON HWY | UST-558 | Commercials | 16 | 1989-12-01 | Permanently Closed | 15000 | Diesel | Double Walled
LINCOLN | TOWN & COUNTRY TRANSPORTATION | GREAT RD & SMITHFIELD AVE | UST-33 | Commercials | 1 | 1972-01-01 | Permanently Closed | 4000 | Gasoline
LINCOLN | TOWN OF LINCOLN | 100 OLD RIVER RD | UST-831 | City/Town Government | 1 | 1965-04-01 | Permanently Closed | 3000 | Diesel
LINCOLN | TOWN OF LINCOLN | 100 OLD RIVER RD | UST-831 | City/Town Government | 2 | 1965-04-01 | Permanently Closed | 3000 | Gasoline
LINCOLN | TOWN OF LINCOLN | 100 OLD RIVER RD | UST-831 | City/Town Government | 3 | 1965-04-01 | Permanently Closed | 3000 | Gasoline
LINCOLN | TOWN OF LINCOLN | 100 OLD RIVER RD | UST-831 | City/Town Government | 4 | 1992-05-01 | Permanently Closed | 10000 | Gasoline | Double Walled
LINCOLN | TOWN OF LINCOLN | 100 OLD RIVER RD | UST-831 | City/Town Government | 5 | 1992-05-01 | Permanently Closed | 10000 | Diesel | Double Walled
LINCOLN | U.S.P.S. | 203 FRONT ST | UST-2215 | Federal Government | 1 | 1965-09-01 | Permanently Closed | 500 | Heating Oil No.2
LINCOLN | US ARMY MAINT. & SUPPORT ACTIVITY | 42 ALBION RD | UST-1665 | Federal Government | 1 | 1983-03-01 | Permanently Closed | 6000 | Heating Oil No.2
LINCOLN | US ARMY MAINT. & SUPPORT ACTIVITY | 42 ALBION RD | UST-1665 | Federal Government | 2 | 1983-03-01 | Permanently Closed | 1000 | Waste Oil
LINCOLN | US ARMY MAINT. & SUPPORT ACTIVITY | 42 ALBION RD | UST-1665 | Federal Government | 3 | 1984-10-09 | Permanently Closed | 100 | Diesel
LINCOLN | WALKER LOFT LP | 20 MOSHASSUCK RD | UST-1716 | Industrial | 1 | 1966-09-01 | Permanently Closed | 3000 | Hazardous Substance
LINCOLN | WALKER LOFT LP | 20 MOSHASSUCK RD | UST-1716 | Industrial | 2 | 1966-09-01 | Permanently Closed | 3000 | Hazardous Substance
LINCOLN | WALKER LOFT LP | 20 MOSHASSUCK RD | UST-1716 | Industrial | 3 | 1974-06-01 | Permanently Closed | 10000 | Heating Oil No.4
LINCOLN | WALKER LOFT LP | 40 WALKER ST | UST-4899 | Multiple Residence | 1 | null | Tank Not Found | 10000 | Heating Oil No.4
LINCOLN | WILSON'S CITGO, INC. | 965 SMITHFIELD AVE | UST-2888 | Gasoline Station | 1 | 1984-10-09 | Permanently Closed | 5000 | Gasoline
LINCOLN | WILSON'S CITGO, INC. | 965 SMITHFIELD AVE | UST-2888 | Gasoline Station | 2 | 1964-11-01 | Permanently Closed | 5000 | Gasoline
LINCOLN | WILSON'S CITGO, INC. | 965 SMITHFIELD AVE | UST-2888 | Gasoline Station | 3 | 1964-11-01 | Permanently Closed | 6000 | Gasoline
LINCOLN | WILSON'S CITGO, INC. | 965 SMITHFIELD AVE | UST-2888 | Gasoline Station | 4 | 1973-12-01 | Permanently Closed | 6000 | Gasoline
LINCOLN | WILSON'S CITGO, INC. | 965 SMITHFIELD AVE | UST-2888 | Gasoline Station | 5 | 1981-11-01 | Permanently Closed | 6000 | Diesel
LINCOLN | WILSON'S CITGO, INC. | 965 SMITHFIELD AVE | UST-2888 | Gasoline Station | 6 | 1984-10-09 | Permanently Closed | 1000 | Waste Oil
LINCOLN | WILSON'S CITGO, INC. | 965 SMITHFIELD AVE | UST-2888 | Gasoline Station | 7 | 1984-10-09 | Permanently Closed | 1000 | Heating Oil No.2
LINCOLN | WOOD RESIDENTIAL PROPERTY | 7 IRON FORGE RD | UST-4224 | Private Residence | 1 | 1984-10-09 | Permanently Closed | 2000 | Heating Oil No.2
LINCOLN | WT REALTY LLC COMMERCIAL FACILITY | 15 WELLINGTON RD | UST-122 | Commercials | 1 | 1978-03-01 | Permanently Closed | 10000 | Heating Oil No.2
LITTLE COMPTON | 73 SIMMONS ROAD COMMERCIAL PROPERTY | 73 SIMMONS RD | UST-4806 | Commercials | 1 | null | Permanently Closed | 4000 | Gasoline | Single Walled
LITTLE COMPTON | 73 SIMMONS ROAD COMMERCIAL PROPERTY | 73 SIMMONS RD | UST-4806 | Commercials | 2 | null | Permanently Closed | 4000 | Gasoline | Single Walled
LITTLE COMPTON | 73 SIMMONS ROAD COMMERCIAL PROPERTY | 73 SIMMONS RD | UST-4806 | Commercials | 3 | null | Permanently Closed | 4000 | Gasoline | Single Walled
LITTLE COMPTON | 73 SIMMONS ROAD COMMERCIAL PROPERTY | 73 SIMMONS RD | UST-4806 | Commercials | 4 | null | Permanently Closed | 4000 | Gasoline | Single Walled
LITTLE COMPTON | 73 SIMMONS ROAD COMMERCIAL PROPERTY | 73 SIMMONS RD | UST-4806 | Commercials | 5 | null | Permanently Closed | 4000 | Unknown | Single Walled
LITTLE COMPTON | 73 SIMMONS ROAD COMMERCIAL PROPERTY | 73 SIMMONS RD | UST-4806 | Commercials | 6 | null | Permanently Closed | 4000 | Unknown | Single Walled
LITTLE COMPTON | DAVE MURPHY | CAREY LN | UST-15414 | Private Residence | 1 | 1984-10-09 | Permanently Closed | 2000 | Heating Oil No.2
LITTLE COMPTON | DENNIS REIS | 138 LONG HWY | UST-16055 | Private Residence | 1 | 1969-05-01 | Permanently Closed | 1000 | Heating Oil No.2
LITTLE COMPTON | EARLE'S SERVICE STATION | 35 MEETING HOUSE LN | UST-2650 | Gasoline Station | 1 | 1982-06-01 | Permanently Closed | 4000 | Gasoline
LITTLE COMPTON | EARLE'S SERVICE STATION | 35 MEETING HOUSE LN | UST-2650 | Gasoline Station | 2 | 1987-05-01 | Permanently Closed | 4000 | Gasoline | Single Walled
LITTLE COMPTON | EARLE'S SERVICE STATION | 35 MEETING HOUSE LN | UST-2650 | Gasoline Station | 3 | 1987-05-01 | Permanently Closed | 4000 | Gasoline | Single Walled
LITTLE COMPTON | EARLE'S SERVICE STATION | 35 MEETING HOUSE LN | UST-2650 | Gasoline Station | 4 | 1984-10-09 | Permanently Closed | 4000 | Gasoline
LITTLE COMPTON | EARLE'S SERVICE STATION | 35 MEETING HOUSE LN | UST-2650 | Gasoline Station | 5 | 1984-10-09 | Permanently Closed | 4000 | Gasoline
LITTLE COMPTON | EARLE'S SERVICE STATION | 35 MEETING HOUSE LN | UST-2650 | Gasoline Station | 6 | 1984-10-09 | Permanently Closed | 2000 | Gasoline
LITTLE COMPTON | EARLE'S SERVICE STATION | 35 MEETING HOUSE LN | UST-2650 | Gasoline Station | 7 | 1984-10-09 | Permanently Closed | 1000 | Unknown
LITTLE COMPTON | FORT CHURCH | SAKONNET POINT RD | UST-17344 | Other | 1 | 1984-10-09 | Permanently Closed | 275 | Gasoline
LITTLE COMPTON | FORT CHURCH | SAKONNET POINT RD | UST-17344 | Other | 2 | 1984-10-09 | Permanently Closed | 285 | Diesel
LITTLE COMPTON | FORT CHURCH | SAKONNET POINT RD | UST-17344 | Other | 3 | 1984-10-09 | Permanently Closed | 550 | Heating Oil No.2
LITTLE COMPTON | HCM MARINA, INC. | 5 BLUFF HEAD AVE | UST-2749 | Other | 1 | 1967-04-01 | Permanently Closed | 3000 | Gasoline
LITTLE COMPTON | HCM MARINA, INC. | 5 BLUFF HEAD AVE | UST-2749 | Other | 2 | 1967-04-01 | Permanently Closed | 3000 | Gasoline
LITTLE COMPTON | HCM MARINA, INC. | 5 BLUFF HEAD AVE | UST-2749 | Other | 3 | 1967-04-01 | Permanently Closed | 3000 | Gasoline
LITTLE COMPTON | HCM MARINA, INC. | 5 BLUFF HEAD AVE | UST-2749 | Other | 4 | 1967-04-01 | Permanently Closed | 4000 | Other
LITTLE COMPTON | HCM MARINA, INC. | 5 BLUFF HEAD AVE | UST-2749 | Other | 5 | 1984-10-09 | Permanently Closed | 2500 | Heating Oil No.2
LITTLE COMPTON | HCM MARINA, INC. | 5 BLUFF HEAD AVE | UST-2749 | Other | 6 | 1984-10-09 | Permanently Closed | 2500 | Heating Oil No.2
LITTLE COMPTON | JOSEPHINE F. WILBUR SCHOOL | THE COMMONS P.O. BOX 436 | UST-680 | Education - Town | 1 | 1945-04-01 | Permanently Closed | 5000 | Heating Oil No.2
LITTLE COMPTON | JOSEPHINE F. WILBUR SCHOOL | THE COMMONS P.O. BOX 436 | UST-680 | Education - Town | 2 | 1960-04-01 | Permanently Closed | 5000 | Heating Oil No.2
LITTLE COMPTON | JOSEPHINE F. WILBUR SCHOOL | THE COMMONS P.O. BOX 436 | UST-680 | Education - Town | 3 | 1955-04-01 | Permanently Closed | 2000 | Gasoline
LITTLE COMPTON | JOSEPHINE F. WILBUR SCHOOL | THE COMMONS P.O. BOX 436 | UST-680 | Education - Town | 4 | 1973-04-01 | Permanently Closed | 2000 | Gasoline
LITTLE COMPTON | KATHLEEN O'CONNOR TRUST | 7 MINNESOTA RD | UST-19150 | Private Residence | 1 | 1984-10-09 | Permanently Closed | 500 | Other
LITTLE COMPTON | LITTLE COMPTON GARAGE (D.O.T.) | 144 WILLOW AVE | UST-1286 | State Government | 1 | 1974-05-01 | Permanently Closed | 5000 | Diesel
LITTLE COMPTON | LITTLE COMPTON GARAGE (D.O.T.) | 144 WILLOW AVE | UST-1286 | State Government | 2 | 1980-05-01 | Permanently Closed | 5000 | Gasoline
LITTLE COMPTON | LITTLE COMPTON GARAGE (D.O.T.) | 144 WILLOW AVE | UST-1286 | State Government | 3 | 1965-05-01 | Permanently Closed | 2000 | Diesel
LITTLE COMPTON | LITTLE COMPTON GARAGE (D.O.T.) | 144 WILLOW AVE | UST-1286 | State Government | 4 | 1984-10-09 | Permanently Closed | 275 | Gasoline
LITTLE COMPTON | MALCOLM CHACE | 125 PECKHAM RD | UST-16155 | Private Residence | 1 | 1984-10-09 | Permanently Closed | 550 | Heating Oil No.2
LITTLE COMPTON | MELINDA B. WELLS | 71 INDIAN HILL RD | UST-16760 | Private Residence | 1 | 1984-10-09 | Permanently Closed | 2000 | Heating Oil No.2
LITTLE COMPTON | MERIDETH CHURCH (REALTOR) | 14 COLD BROOK LN | UST-16059 | Other | 1 | 1984-10-09 | Permanently Closed | 1000 | Gasoline
LITTLE COMPTON | MERIDETH CHURCH (REALTOR) | 14 COLD BROOK LN | UST-16059 | Other | 2 | 1984-10-09 | Permanently Closed | 3000 | Heating Oil No.2
LITTLE COMPTON | MISQUINITTUAKE FARM, INC. | 301 & 295 WEST MAIN RD | UST-18206 | Private Residence | 1 | 1969-06-01 | Permanently Closed | 2000 | Gasoline
LITTLE COMPTON | MOORE RESIDENCE | 40 BLOCKHOUSE LN | UST-18857 | Private Residence | 1 | 1984-10-09 | Permanently Closed | 2000 | Unknown
LITTLE COMPTON | NEW ENGLAND TELEPHONE COMPANY | MEETING HOUSE LN | UST-1197 | Commercials | 1 | 1984-10-09 | Permanently Closed | 1000 | Heating Oil No.2
LITTLE COMPTON | NEW ENGLAND TELEPHONE COMPANY | MEETING HOUSE LN | UST-1197 | Commercials | 2 | 1984-10-09 | Permanently Closed | 500 | Diesel
LITTLE COMPTON | NICKERSON'S GARAGE | 190 EAST MAIN RD | UST-2907 | Gasoline Station | 1 | 1972-04-01 | Permanently Closed | 3000 | Gasoline | Single Walled
LITTLE COMPTON | NICKERSON'S GARAGE | 190 EAST MAIN RD | UST-2907 | Gasoline Station | 2 | 1972-04-01 | Permanently Closed | 3000 | Gasoline | Single Walled
LITTLE COMPTON | NICKERSON'S GARAGE | 190 EAST MAIN RD | UST-2907 | Gasoline Station | 3 | 1972-04-01 | Permanently Closed | 1550 | Diesel | Single Walled
LITTLE COMPTON | SAKONNET GOLF CLUB | 79 SAKONNET POINT RD | UST-16223 | Commercials | 1 | 1984-10-09 | Permanently Closed | 500 | Gasoline
LITTLE COMPTON | SEACONNET POINT FARM | 43 WASHINGTON RD | UST-18856 | Farm | 1 | 1984-10-09 | Permanently Closed | 1000 | Gasoline
LITTLE COMPTON | SOVEREIGN BANK | 2 MEETINGHOUSE LN | UST-3932 | Commercials | 1 | 1984-10-09 | Permanently Closed | 2000 | Gasoline
LITTLE COMPTON | SOVEREIGN BANK | 2 MEETINGHOUSE LN | UST-3932 | Commercials | 2 | 1984-10-09 | Permanently Closed | 1000 | Gasoline
LITTLE COMPTON | SOVEREIGN BANK | 2 MEETINGHOUSE LN | UST-3932 | Commercials | 3 | 1984-10-09 | Permanently Closed | 1000 | Gasoline
LITTLE COMPTON | ST. CATHERINE OF SIENA RECTORY | 74 SIMMONS RD | UST-2017 | Private Residence | 1 | 1945-05-01 | In Use | 1000 | Heating Oil No.2
LITTLE COMPTON | STONE HOUSE CLUB | 122 SAKONNET POINT RD | UST-3816 | Other | 1 | 1984-10-09 | Permanently Closed | 275 | Heating Oil No.2
LITTLE COMPTON | STONE HOUSE CLUB | 122 SAKONNET POINT RD | UST-3816 | Other | 2 | 1984-10-09 | Permanently Closed | 275 | Heating Oil No.2
LITTLE COMPTON | STONE HOUSE CLUB | 122 SAKONNET POINT RD | UST-3816 | Other | 3 | 1984-10-09 | Permanently Closed | 500 | Heating Oil No.2
LITTLE COMPTON | TOWN OF LITTLE COMPTON | 30/40 COMMONS - TOWN HALL/FIRE DEPARTMENT | UST-1500 | City/Town Government | 1 | 1974-09-01 | Permanently Closed | 4000 | Gasoline
LITTLE COMPTON | TOWN OF LITTLE COMPTON | 30/40 COMMONS - TOWN HALL/FIRE DEPARTMENT | UST-1500 | City/Town Government | 2 | 1989-09-01 | Permanently Closed | 4000 | Gasoline
LITTLE COMPTON | TOWN OF LITTLE COMPTON | 30/40 COMMONS - TOWN HALL/FIRE DEPARTMENT | UST-1500 | City/Town Government | 3 | 1988-01-01 | Permanently Closed | 1000 | Heating Oil No.2
LITTLE COMPTON | WILBUR'S STORE | LITTLE COMPTON COMMONS BOX 483 | UST-17471 | Commercials | 1 | 1984-10-09 | Permanently Closed | 1000 | Kerosene
MIDDLETOWN | 1038 AQUIDNECK AVENUE | 1038 AQUIDNECK AVE | UST-4737 | State Government | 1 | 1984-10-09 | Permanently Closed | 2000 | Heating Oil No.2 | Single Walled
MIDDLETOWN | 7-ELEVEN #32746 | 726 AQUIDNECK AVE | UST-1331 | Gasoline Station | 1 | 1965-06-01 | Permanently Closed | 4000 | Gasoline
MIDDLETOWN | 7-ELEVEN #32746 | 726 AQUIDNECK AVE | UST-1331 | Gasoline Station | 2 | 1982-06-01 | Permanently Closed | 4000 | Gasoline
MIDDLETOWN | 7-ELEVEN #32746 | 726 AQUIDNECK AVE | UST-1331 | Gasoline Station | 3 | 1974-06-01 | Permanently Closed | 4000 | Gasoline
MIDDLETOWN | 7-ELEVEN #32746 | 726 AQUIDNECK AVE | UST-1331 | Gasoline Station | 4 | 1984-10-09 | Permanently Closed | 500 | Waste Oil
MIDDLETOWN | 7-ELEVEN #32746 | 726 AQUIDNECK AVE | UST-1331 | Gasoline Station | 5 | 1984-10-09 | Permanently Closed | 500 | Heating Oil No.2
MIDDLETOWN | 7-ELEVEN #32746 | 726 AQUIDNECK AVE | UST-1331 | Gasoline Station | 6 | 2000-11-16 | In Use | 10000 | Gasoline | Double Walled | 2000-11-01
MIDDLETOWN | 7-ELEVEN #32746 | 726 AQUIDNECK AVE | UST-1331 | Gasoline Station | 7 | 2000-11-16 | In Use | 15000 | Gasoline | Double Walled | 2021-03-18
MIDDLETOWN | A.B. VANLIEW - RESIDENT | 500 INDIAN AVE | UST-2610 | Private Residence | 1 | 1984-10-09 | In Use | 1500 | Heating Oil No.2
MIDDLETOWN | ANITA JACKSON HOUSE | 316 GREEN LN | UST-3900 | State Government | 1 | 1984-10-09 | Permanently Closed | 1000 | Heating Oil No.2
MIDDLETOWN | ANTHONY J. & MARY T. SALVETI | 763 WEST MAIN RD | UST-18970 | Commercials | 1 | 1984-10-09 | Permanently Closed | 500 | Heating Oil No.2
MIDDLETOWN | AQUIDNECK ISLAND REGIONAL ANIMAL SHELTER | 87 OLIPHANT LN | UST-3002 | Commercials | 1 | 1989-03-01 | Permanently Closed | 1000 | Heating Oil No.2
MIDDLETOWN | AQUIDNECK SCHOOL | 70 ESERVOIR RD | UST-923 | Education - Town | 1 | 1954-04-01 | Permanently Closed | 5000 | Heating Oil No.2
MIDDLETOWN | AQUIDNECK SCHOOL | 70 ESERVOIR RD | UST-923 | Education - Town | 2 | 1984-10-09 | Permanently Closed | 2000 | Heating Oil No.2
MIDDLETOWN | AQUIDNECK SHOPPING CENTRE | 99 EAST MAIN RD | UST-3607 | Commercials | 1 | 1958-08-01 | Permanently Closed | 1000 | Heating Oil No.2
MIDDLETOWN | ATLANTIC CLEANERS | 401 WEST MAIN RD | UST-16079 | Commercials | 1 | 1984-10-09 | Permanently Closed | 500 | Waste Oil
MIDDLETOWN | ATLANTIC CLEANERS | 401 WEST MAIN RD | UST-16079 | Commercials | 2 | 1984-10-09 | Permanently Closed | 500 | Heating Oil No.2
MIDDLETOWN | ATLANTIC GRILLE | 89 AQUIDNICK AVE | UST-4391 | Commercials | 1 | 1984-10-09 | Permanently Closed | 2000 | Heating Oil No.2
MIDDLETOWN | ATLANTIC RICHFIELD CO. SERVICE STATION | 62 VALLEY RD | UST-915 | Gasoline Station | 1 | 1976-04-01 | Permanently Closed | 8000 | Gasoline
MIDDLETOWN | ATLANTIC RICHFIELD CO. SERVICE STATION | 62 VALLEY RD | UST-915 | Gasoline Station | 2 | 1976-04-01 | Permanently Closed | 8000 | Gasoline
MIDDLETOWN | ATLANTIC RICHFIELD CO. SERVICE STATION | 62 VALLEY RD | UST-915 | Gasoline Station | 3 | 1976-04-01 | Permanently Closed | 6000 | Gasoline
MIDDLETOWN | ATLANTIC RICHFIELD CO. SERVICE STATION | 62 VALLEY RD | UST-915 | Gasoline Station | 4 | 1976-04-01 | Permanently Closed | 550 | Heating Oil No.2
MIDDLETOWN | ATLANTIC RICHFIELD CO. SERVICE STATION | 62 VALLEY RD | UST-915 | Gasoline Station | 5 | 1976-04-01 | Permanently Closed | 550 | Waste Oil
MIDDLETOWN | BANK OF NEWPORT | 500 WEST MAIN RD | UST-2269 | Commercials | 1 | 1978-04-01 | Permanently Closed | 10000 | Heating Oil No.2
MIDDLETOWN | BANK OF NEWPORT | 528 WEST MAIN RD | UST-2317 | Commercials | 1 | 1960-07-01 | Permanently Closed | 4200 | Heating Oil No.2
MIDDLETOWN | BANK OF NEWPORT | 528 WEST MAIN RD | UST-2317 | Commercials | 2 | 1960-07-01 | Permanently Closed | 200 | Gasoline
MIDDLETOWN | BANK OF NEWPORT | 528 WEST MAIN RD | UST-2317 | Commercials | 3 | 1979-04-01 | Permanently Closed | 2000 | Heating Oil No.2
MIDDLETOWN | BARKWOOD APARTMENTS | 398 WOLCOTT AVE | UST-18652 | Commercials | 1 | 1984-10-09 | Permanently Closed | 1000 | Heating Oil No.2
MIDDLETOWN | CARRIAGE HOUSE NURSING HOME, INC. | 93 MIANTONOMI AVE | UST-2266 | Commercials | 1 | 1965-05-01 | Permanently Closed | 1000 | Heating Oil No.2
MIDDLETOWN | CHARLES DANA | GRAY CRAIG RD | UST-18598 | Private Residence | 1 | 1984-10-09 | Permanently Closed | 1000 | Gasoline
MIDDLETOWN | CHARLES DANA | GRAY CRAIG RD | UST-18598 | Private Residence | 2 | 1984-10-09 | Permanently Closed | 4000 | Heating Oil No.2
MIDDLETOWN | CHARLES DANA | GRAY CRAIG RD | UST-18598 | Private Residence | 3 | 1984-10-09 | Permanently Closed | 3000 | Heating Oil No.2
MIDDLETOWN | CHAVES HEATING COMPANY | 447 TURNER RD | UST-396 | Commercials | 1 | 1970-04-01 | Permanently Closed | 2200 | Diesel
MIDDLETOWN | CHAVES HEATING COMPANY | 447 TURNER RD | UST-396 | Commercials | 2 | 1984-04-01 | Permanently Closed | 2000 | Gasoline
MIDDLETOWN | CHAVES HEATING COMPANY | 447 TURNER RD | UST-396 | Commercials | 3 | 1984-10-09 | Permanently Closed | 500 | Gasoline
MIDDLETOWN | CODDINGTON BREWING COMPANY | 210 CODDINGTON HWY | UST-2384 | Commercials | 1 | 1975-03-01 | Permanently Closed | 1000 | Heating Oil No.2
MIDDLETOWN | COLBEA ENTERPRISES, LLC | 1149 WEST MAIN RD | UST-800 | Gasoline Station | 1 | 1977-04-01 | Permanently Closed | 6000 | Gasoline
MIDDLETOWN | COLBEA ENTERPRISES, LLC | 1149 WEST MAIN RD | UST-800 | Gasoline Station | 2 | 1977-04-01 | Permanently Closed | 8000 | Gasoline
MIDDLETOWN | COLBEA ENTERPRISES, LLC | 1149 WEST MAIN RD | UST-800 | Gasoline Station | 3 | 1977-04-01 | Permanently Closed | 10000 | Gasoline
MIDDLETOWN | COLBEA ENTERPRISES, LLC | 1149 WEST MAIN RD | UST-800 | Gasoline Station | 4 | 1987-11-20 | Permanently Closed | 12000 | Gasoline | Double Walled | 2008-08-01
MIDDLETOWN | COLBEA ENTERPRISES, LLC | 1149 WEST MAIN RD | UST-800 | Gasoline Station | 5 | 1987-11-20 | Permanently Closed | 12000 | Gasoline | Double Walled | 2008-08-01
MIDDLETOWN | COLBEA ENTERPRISES, LLC | 1149 WEST MAIN RD | UST-800 | Gasoline Station | 6 | 1987-11-19 | Permanently Closed | 12000 | Gasoline | Double Walled | 2008-08-01
MIDDLETOWN | COLBEA ENTERPRISES, LLC | 1149 WEST MAIN RD | UST-800 | Gasoline Station | 7 | 2024-05-15 | In Use | 15000 | Gasoline | Double Walled | 2024-06-05
MIDDLETOWN | COLBEA ENTERPRISES, LLC | 1149 WEST MAIN RD | UST-800 | Gasoline Station | 8 | 2024-05-15 | In Use | 9000 | Gasoline | Double Walled | 2024-06-05
MIDDLETOWN | COLBEA ENTERPRISES, LLC | 1149 WEST MAIN RD | UST-800 | Gasoline Station | 9 | 2024-05-15 | In Use | 6000 | Diesel | Double Walled | 2024-06-05
MIDDLETOWN | COMMERCIAL BLDG AT 74 VALLEY ROAD | 74 VALLEY RD | UST-4995 | Commercials | 1 | null | Permanently Closed | 275 | Heating Oil No.2 | Single Walled
MIDDLETOWN | COMMERCIAL BUILDING | 613 AQUIDNECK AVE | UST-18426 | Commercials | 1 | 1984-10-09 | Permanently Closed | 1000 | Gasoline
MIDDLETOWN | COMPETITION IMPORTS | 114 WEST MAIN RD | UST-18854 | Commercials | 1 | 1984-10-09 | Permanently Closed | 1000 | Gasoline
MIDDLETOWN | COMPETITION IMPORTS | 114 WEST MAIN RD | UST-18854 | Commercials | 2 | 1984-10-09 | Permanently Closed | 500 | Unknown
MIDDLETOWN | COMPETITION IMPORTS | 114 WEST MAIN RD | UST-18854 | Commercials | 3 | 1984-10-09 | Permanently Closed | 275 | Waste Oil
MIDDLETOWN | CUMBERLAND FARMS, INC. #3850 | 94 AQUIDNECK AVE | UST-778 | Gasoline Station | 1 | 1983-11-01 | Permanently Closed | 8000 | Gasoline | Single Walled | 1998-09-28
MIDDLETOWN | CUMBERLAND FARMS, INC. #3850 | 94 AQUIDNECK AVE | UST-778 | Gasoline Station | 2 | 1983-11-01 | Permanently Closed | 8000 | Gasoline | Single Walled | 1998-09-28
MIDDLETOWN | CUMBERLAND FARMS, INC. #3850 | 94 AQUIDNECK AVE | UST-778 | Gasoline Station | 3 | 1983-11-01 | Permanently Closed | 8000 | Gasoline | Single Walled | 1998-09-28
MIDDLETOWN | CUMBERLAND FARMS, INC. #3850 | 94 AQUIDNECK AVE | UST-778 | Gasoline Station | 4 | 1984-10-09 | Permanently Closed | 2000 | Heating Oil No.2 | Single Walled
MIDDLETOWN | CUMBERLAND FARMS, INC. #3850 | 94 AQUIDNECK AVE | UST-778 | Gasoline Station | 5 | 1984-10-09 | Permanently Closed | 2000 | Heating Oil No.2 | Single Walled
MIDDLETOWN | CUMBERLAND FARMS, INC. #3850 | 94 AQUIDNECK AVE | UST-778 | Gasoline Station | 6 | 2017-05-24 | In Use | 8000 | Gasoline | Double Walled | 2017-06-26
MIDDLETOWN | CUMBERLAND FARMS, INC. #3850 | 94 AQUIDNECK AVE | UST-778 | Gasoline Station | 7 | 2017-05-24 | In Use | 12000 | Gasoline | Double Walled | 2017-06-26
MIDDLETOWN | CUMBERLAND FARMS, INC. #3850 | 94 AQUIDNECK AVE | UST-778 | Gasoline Station | 8 | 2017-05-24 | In Use | 12000 | Gasoline | Double Walled | 2017-06-26
MIDDLETOWN | CUMBERLAND FARMS, INC. #3850 | 94 AQUIDNECK AVE | UST-778 | Gasoline Station | 9 | 2017-05-24 | In Use | 8000 | Diesel | Double Walled | 2017-06-26
MIDDLETOWN | D & M TYRE | 729 WEST MAIN RD | UST-15761 | Commercials | 1 | 1984-10-09 | Permanently Closed | 5000 | Gasoline
MIDDLETOWN | D & M TYRE | 729 WEST MAIN RD | UST-15761 | Commercials | 2 | 1984-10-09 | Permanently Closed | 4000 | Gasoline
MIDDLETOWN | D & M TYRE | 729 WEST MAIN RD | UST-15761 | Commercials | 3 | 1984-10-09 | Permanently Closed | 3000 | Gasoline
MIDDLETOWN | DIEGO'S BODEGA | 124 AQUIDNECK AVE | UST-16523 | Commercials | 1 | 1984-10-09 | Permanently Closed | 1000 | Gasoline
MIDDLETOWN | DIEGO'S BODEGA | 124 AQUIDNECK AVE | UST-16523 | Commercials | 2 | null | Permanently Closed | 1000 | Gasoline
MIDDLETOWN | DOMINO'S PIZZA | 19 WEST MAIN RD | UST-501 | Gasoline Station | 1 | 1974-04-01 | Permanently Closed | 6000 | Gasoline
MIDDLETOWN | DOMINO'S PIZZA | 19 WEST MAIN RD | UST-501 | Gasoline Station | 2 | 1974-04-01 | Permanently Closed | 4000 | Gasoline
MIDDLETOWN | DOMINO'S PIZZA | 19 WEST MAIN RD | UST-501 | Gasoline Station | 3 | 1974-04-01 | Permanently Closed | 4000 | Gasoline
MIDDLETOWN | DOMINO'S PIZZA | 19 WEST MAIN RD | UST-501 | Gasoline Station | 4 | 1984-10-09 | Permanently Closed | 1000 | Gasoline
MIDDLETOWN | DOMINO'S PIZZA | 19 WEST MAIN RD | UST-501 | Gasoline Station | 5 | 1984-10-09 | Permanently Closed | 1000 | Gasoline
MIDDLETOWN | DOMINO'S PIZZA | 19 WEST MAIN RD | UST-501 | Gasoline Station | 6 | 1984-10-09 | Permanently Closed | 1000 | Gasoline
MIDDLETOWN | DOMINO'S PIZZA | 19 WEST MAIN RD | UST-501 | Gasoline Station | 7 | 1984-10-09 | Permanently Closed | 1000 | Gasoline
MIDDLETOWN | DOUGLAS DRUG | 7 EAST MAIN RD | UST-2993 | Commercials | 1 | 1984-10-09 | Permanently Closed | 1000 | Heating Oil No.2
MIDDLETOWN | EAST BAY VILLAGE | 969 WEST MAIN RD | UST-18227 | Other | 1 | 1971-09-01 | Permanently Closed | 3000 | Heating Oil No.2
MIDDLETOWN | EAST BAY VILLAGE | 969 WEST MAIN RD | UST-18227 | Other | 2 | 1971-09-01 | Permanently Closed | 4000 | Heating Oil No.2
MIDDLETOWN | EAST BAY VILLAGE | 969 WEST MAIN RD | UST-18227 | Other | 3 | 1971-09-01 | Permanently Closed | 4000 | Heating Oil No.2
MIDDLETOWN | EAST BAY VILLAGE | 969 WEST MAIN RD | UST-18227 | Other | 4 | 1971-09-01 | Permanently Closed | 3000 | Heating Oil No.2
MIDDLETOWN | EAST BAY VILLAGE | 969 WEST MAIN RD | UST-18227 | Other | 5 | 1971-09-01 | Permanently Closed | 3000 | Heating Oil No.2
MIDDLETOWN | EAST BAY VILLAGE | 969 WEST MAIN RD | UST-18227 | Other | 6 | 1971-09-01 | Permanently Closed | 3000 | Heating Oil No.2
MIDDLETOWN | EAST BAY VILLAGE | 969 WEST MAIN RD | UST-18227 | Other | 7 | 1971-09-01 | Permanently Closed | 2000 | Heating Oil No.2
MIDDLETOWN | EAST BAY VILLAGE | 969 WEST MAIN RD | UST-18227 | Other | 8 | 1971-09-01 | Permanently Closed | 3000 | Heating Oil No.2
MIDDLETOWN | EAST BAY VILLAGE | 969 WEST MAIN RD | UST-18227 | Other | 9 | 1971-09-01 | Permanently Closed | 3000 | Heating Oil No.2
MIDDLETOWN | EAST BAY VILLAGE | 969 WEST MAIN RD | UST-18227 | Other | 10 | 1971-09-01 | Permanently Closed | 3000 | Heating Oil No.2
MIDDLETOWN | EAST BAY VILLAGE | 969 WEST MAIN RD | UST-18227 | Other | 11 | 1984-10-09 | Permanently Closed | 500 | Heating Oil No.2
MIDDLETOWN | EAST BAY VILLAGE | 969 WEST MAIN RD | UST-18227 | Other | 12 | 1984-10-09 | Permanently Closed | 3000 | Heating Oil No.2
MIDDLETOWN | EAST BAY VILLAGE (BLDG. #9) | 969 WEST MAIN AVE | null | Commercials | 1 | 1984-10-09 | Permanently Closed | 3000 | Heating Oil No.2
MIDDLETOWN | EAST GATE | 909 EAST MAIN RD | UST-15362 | Other | 1 | 1984-10-09 | Permanently Closed | 10000 | Heating Oil No.2
MIDDLETOWN | EAST GATE | 909 EAST MAIN RD | UST-15362 | Other | 2 | 1984-10-09 | Permanently Closed | 2000 | Gasoline
MIDDLETOWN | EAST GATE | 909 EAST MAIN RD | UST-15362 | Other | 3 | 1984-10-09 | Permanently Closed | 2000 | Gasoline
MIDDLETOWN | EAST GATE | 909 EAST MAIN RD | UST-15362 | Other | 4 | 1984-10-09 | Permanently Closed | 2000 | Waste Oil
MIDDLETOWN | EAST GATE | 909 EAST MAIN RD | UST-15362 | Other | 5 | 1984-10-09 | Permanently Closed | 1000 | Waste Oil
MIDDLETOWN | EMILY R. ALMEIDA | 222 OLIPHANT LN | UST-3725 | Private Residence | 1 | 1982-07-01 | Permanently Closed | 2000 | Heating Oil No.2
MIDDLETOWN | ESTATE OF GRACE F. BORGES | 1173 GREEN END RD | UST-19057 | Private Residence | 1 | 1984-10-09 | Permanently Closed | 500 | Gasoline
MIDDLETOWN | ESTATE OF JOAN ALMEIDA | 169 FAYAL LN | UST-4764 | Private Residence | 1 | 1984-10-09 | Permanently Closed | 2000 | Heating Oil No.2 | Single Walled
MIDDLETOWN | EVANGELICAL FRIENDS CHURCH | 70 BLISS MINE RD | UST-3076 | Other | 1 | 1972-06-01 | Permanently Closed | 1000 | Heating Oil No.2
MIDDLETOWN | FOREST AVENUE ELEMENTARY SCHOOL | FOREST AVE | UST-3653 | Education - Town | 1 | 1984-10-09 | Permanently Closed | 2500 | Heating Oil No.2
MIDDLETOWN | FRANK'S AUTO CONNECTION SALES & SERVICE | 77 CHASES LN | UST-2366 | Commercials | 1 | 1984-07-01 | Permanently Closed | 500 | Heating Oil No.2
MIDDLETOWN | FRANK'S AUTO CONNECTION SALES & SERVICE | 77 CHASES LN | UST-2366 | Commercials | 2 | 1984-06-01 | Permanently Closed | 275 | Waste Oil
MIDDLETOWN | FRED T. KIRBY & SONS, INC. | 305 TURNER RD | UST-2350 | Commercials | 1 | 1962-04-01 | Permanently Closed | 500 | Gasoline
MIDDLETOWN | GAUDET MIDDLE SCHOOL COMPLEX | AQUIDNECK AVE | UST-38 | Education - Town | 1 | 1978-01-01 | Permanently Closed | 4000 | Gasoline
MIDDLETOWN | GEORGE SILVIA AUTO SALES | 232 WEST MAIN RD | UST-15946 | Gasoline Station | 1 | 1984-10-09 | Permanently Closed | 3000 | Gasoline
MIDDLETOWN | GEORGE SILVIA AUTO SALES | 232 WEST MAIN RD | UST-15946 | Gasoline Station | 2 | 1984-10-09 | Permanently Closed | 3000 | Gasoline
MIDDLETOWN | GEORGE SILVIA AUTO SALES | 232 WEST MAIN RD | UST-15946 | Gasoline Station | 3 | 1984-10-09 | Permanently Closed | 5000 | Gasoline
MIDDLETOWN | GEORGE SILVIA AUTO SALES | 232 WEST MAIN RD | UST-15946 | Gasoline Station | 4 | 1984-10-09 | Permanently Closed | 10000 | Heating Oil No.2
MIDDLETOWN | GEORGE SILVIA AUTO SALES | 232 WEST MAIN RD | UST-15946 | Gasoline Station | 5 | 1984-10-09 | Permanently Closed | 10000 | Kerosene
MIDDLETOWN | GETTY SERVICE STATION - #68002 | 10 CODDINGTON HWY | UST-1341 | Gasoline Station | 1 | 1972-07-01 | Permanently Closed | 1000 | Waste Oil
MIDDLETOWN | GETTY SERVICE STATION - #68002 | 10 CODDINGTON HWY | UST-1341 | Gasoline Station | 2 | 1972-07-01 | Permanently Closed | 500 | Heating Oil No.2
MIDDLETOWN | GETTY SERVICE STATION - #68002 | 10 CODDINGTON HWY | UST-1341 | Gasoline Station | 3 | 1972-07-01 | Permanently Closed | 8000 | Gasoline
MIDDLETOWN | GETTY SERVICE STATION - #68002 | 10 CODDINGTON HWY | UST-1341 | Gasoline Station | 4 | 1972-07-01 | Permanently Closed | 8000 | Gasoline
MIDDLETOWN | GETTY SERVICE STATION - #68002 | 10 CODDINGTON HWY | UST-1341 | Gasoline Station | 5 | 1972-07-01 | Permanently Closed | 8000 | Gasoline
MIDDLETOWN | GETTY SERVICE STATION - #68002 | 10 CODDINGTON HWY | UST-1341 | Gasoline Station | 6 | 1996-06-01 | Permanently Closed | 6000 | Gasoline | Double Walled
MIDDLETOWN | GETTY SERVICE STATION - #68002 | 10 CODDINGTON HWY | UST-1341 | Gasoline Station | 7 | 1996-06-01 | Permanently Closed | 4000 | Gasoline | Double Walled
MIDDLETOWN | GETTY SERVICE STATION - #68002 | 10 CODDINGTON HWY | UST-1341 | Gasoline Station | 8 | 1996-06-01 | Permanently Closed | 12000 | Gasoline | Double Walled
MIDDLETOWN | GOODWILL DRY CLEANSERS | 870 WEST MAIN RD | UST-15801 | Commercials | 1 | 1984-10-09 | Permanently Closed | 1000 | Heating Oil No.2
MIDDLETOWN | GOODWILL DRY CLEANSERS | 870 WEST MAIN RD | UST-15801 | Commercials | 2 | 1984-10-09 | Permanently Closed | 350 | Hazardous Substance
MIDDLETOWN | GREEN END FLORIST | 170 GREEN END AVE | UST-2941 | Commercials | 1 | 1950-01-01 | Permanently Closed | 5000 | Heating Oil No.2
MIDDLETOWN | HADRON, INC. | 809 AQUIDNECK AVE | UST-2674 | Industrial | 1 | 1984-10-09 | Permanently Closed | 750 | Heating Oil No.2
MIDDLETOWN | HILTON HOMEWOOD SUITES | 348 WEST MAIN RD | UST-4493 | Commercials | 1 | 1984-10-09 | Permanently Closed | 300 | Heating Oil No.2
MIDDLETOWN | HILTON HOMEWOOD SUITES | 348 WEST MAIN RD | UST-4493 | Commercials | 2 | 1984-10-09 | Permanently Closed | 1000 | Gasoline
MIDDLETOWN | HOOGENDOORN NURSERIES, INC. | 408 TURNER RD | UST-1984 | Farm | 1 | 1984-10-09 | In Use | 1500 | Heating Oil No.2
MIDDLETOWN | HOOGENDOORN NURSERIES, INC. | 408 TURNER RD | UST-1984 | Farm | 2 | 1984-10-09 | In Use | 2000 | Heating Oil No.2
MIDDLETOWN | HOOGENDOORN NURSERIES, INC. | 408 TURNER RD | UST-1984 | Farm | 3 | 1984-10-09 | In Use | 3000 | Heating Oil No.2
MIDDLETOWN | HOOGENDOORN NURSERIES, INC. | 408 TURNER RD | UST-1984 | Farm | 4 | 1984-10-09 | Permanently Closed | 1000 | Gasoline
MIDDLETOWN | I.V.G. CONSTRUCTION CO. (FORMERLY) | 975 AQUIDNECK AVE | UST-16983 | Other | 1 | 1984-10-09 | Permanently Closed | 2000 | Diesel
MIDDLETOWN | I.V.G. CONSTRUCTION CO. (FORMERLY) | 975 AQUIDNECK AVE | UST-16983 | Other | 2 | 1984-10-09 | Permanently Closed | 500 | Gasoline
MIDDLETOWN | J. T. O'CONNELL INC. | 1400 WEST MAIN RD | UST-2029 | Commercials | 1 | 1978-09-01 | Permanently Closed | 4000 | Gasoline
MIDDLETOWN | J. T. O'CONNELL INC. | 1400 WEST MAIN RD | UST-2029 | Commercials | 2 | 1978-09-01 | Permanently Closed | 4000 | Diesel
MIDDLETOWN | J. T. O'CONNELL INC. | 1400 WEST MAIN RD | UST-2029 | Commercials | 3 | 1978-04-01 | Permanently Closed | 10000 | Heating Oil No.2
MIDDLETOWN | J.D. MELLO, JR., INC. | 1015 AQUIDNECK AVE | UST-15605 | Commercials | 1 | 1984-10-09 | Permanently Closed | 2500 | Gasoline
MIDDLETOWN | JOHN A. VANBEUREN (RESIDENCE) | 15 INDIAN AVE | UST-18185 | Private Residence | 1 | 1984-10-09 | Permanently Closed | 275 | Gasoline
MIDDLETOWN | JOHN F. KENNEDY SCHOOL | WEST MAIN RD | UST-924 | Education - Town | 1 | 1963-04-01 | Permanently Closed | 3500 | Heating Oil No.2
MIDDLETOWN | JOHN F. KENNEDY SCHOOL | WEST MAIN RD | UST-924 | Education - Town | 2 | 1970-04-01 | Permanently Closed | 3000 | Heating Oil No.2
MIDDLETOWN | JOHN GULLISON | 51 AQUIDNECK AVE | UST-17272 | Commercials | 1 | 1984-10-09 | Permanently Closed | 4000 | Gasoline
MIDDLETOWN | JOHN GULLISON | 51 AQUIDNECK AVE | UST-17272 | Commercials | 2 | 1984-10-09 | Permanently Closed | 4000 | Gasoline
MIDDLETOWN | JOHN GULLISON | 51 AQUIDNECK AVE | UST-17272 | Commercials | 3 | 1984-10-09 | Permanently Closed | 3000 | Hazardous Substance
MIDDLETOWN | JOHN GULLISON | 51 AQUIDNECK AVE | UST-17272 | Commercials | 4 | 1984-10-09 | Permanently Closed | 3000 | Hazardous Substance
MIDDLETOWN | JOHNNY'S FULL SERVICE | 795 WEST MAIN RD | UST-450 | Gasoline Station | 1 | 1961-04-01 | Permanently Closed | 3000 | Gasoline
MIDDLETOWN | JOHNNY'S FULL SERVICE | 795 WEST MAIN RD | UST-450 | Gasoline Station | 2 | 1961-04-01 | Permanently Closed | 3000 | Gasoline
MIDDLETOWN | JOHNNY'S FULL SERVICE | 795 WEST MAIN RD | UST-450 | Gasoline Station | 3 | 1973-04-01 | Permanently Closed | 4000 | Gasoline
MIDDLETOWN | JOHNNY'S FULL SERVICE | 795 WEST MAIN RD | UST-450 | Gasoline Station | 4 | 1973-04-01 | Permanently Closed | 4000 | Gasoline
MIDDLETOWN | JOHNNY'S FULL SERVICE | 795 WEST MAIN RD | UST-450 | Gasoline Station | 5 | 1984-10-09 | Permanently Closed | 500 | Heating Oil No.2
MIDDLETOWN | JOHNNY'S FULL SERVICE | 795 WEST MAIN RD | UST-450 | Gasoline Station | 6 | 1984-10-09 | Permanently Closed | 500 | Diesel
MIDDLETOWN | JOHNNY'S FULL SERVICE | 795 WEST MAIN RD | UST-450 | Gasoline Station | 7 | 1998-10-22 | In Use | 12000 | Gasoline | Double Walled | 2021-11-24
MIDDLETOWN | JOHNNY'S FULL SERVICE | 795 WEST MAIN RD | UST-450 | Gasoline Station | 8 | 1998-10-22 | In Use | 6000 | Gasoline | Double Walled | 2021-11-24
MIDDLETOWN | JOHNNY'S FULL SERVICE | 795 WEST MAIN RD | UST-450 | Gasoline Station | 9 | 1998-10-22 | In Use | 4000 | Gasoline | Double Walled | 2021-11-24
MIDDLETOWN | JOSEPH H. GAUDET SCHOOL | 1113 AQUIDNECK AVE | UST-922 | Education - Town | 1 | 1984-10-09 | Permanently Closed | 4000 | Diesel
MIDDLETOWN | JOSEPH H. GAUDET SCHOOL | 1113 AQUIDNECK AVE | UST-922 | Education - Town | 2 | 1968-04-01 | Permanently Closed | 20000 | Heating Oil No.4
MIDDLETOWN | K-MART 9579 | 288 E. MAIN RD | UST-1770 | Commercials | 1 | 1975-04-01 | Permanently Closed | 1000 | Waste Oil
MIDDLETOWN | KINARD RESIDENCE | 299 THIRD BEACH RD | UST-17103 | Private Residence | 1 | 1984-10-09 | Permanently Closed | 500 | Gasoline
MIDDLETOWN | LINDEN SCHOOL | WEST MAIN RD | UST-925 | Education - Town | 1 | 1953-04-01 | Permanently Closed | 2000 | Heating Oil No.2
MIDDLETOWN | LLOYD STEWART | 123 FOREST AVE | UST-18554 | Private Residence | 1 | 1984-10-09 | Permanently Closed | 1000 | Gasoline
MIDDLETOWN | LLOYD STEWART | 123 FOREST AVE | UST-18554 | Private Residence | 2 | 1984-10-09 | Permanently Closed | 750 | Gasoline
MIDDLETOWN | LOHRUM FREDERECK C TRUST | 521 INDIAN AVE | UST-4536 | Private Residence | 1 | 1984-10-09 | Permanently Closed | 1800 | Heating Oil No.2
MIDDLETOWN | MCPHERSON AND SONS | CRESENT ST | UST-15303 | Commercials | 1 | 1984-10-09 | Permanently Closed | 1000 | Gasoline
MIDDLETOWN | MELLO CONSTRUCTION CO., INC. | 87 BEACON ST | UST-2718 | Commercials | 1 | 1979-03-01 | Permanently Closed | 3000 | Diesel
MIDDLETOWN | MELLO CONSTRUCTION CO., INC. | 87 BEACON ST | UST-2718 | Commercials | 2 | 1979-03-01 | Permanently Closed | 2000 | Gasoline
MIDDLETOWN | MELLO CONSTRUCTION CO., INC. | 87 BEACON ST | UST-2718 | Commercials | 3 | 1979-03-01 | Permanently Closed | 500 | Waste Oil
MIDDLETOWN | MELLO CONSTRUCTION CO., INC. | 87 BEACON ST | UST-2718 | Commercials | 4 | 1979-03-01 | Permanently Closed | 3000 | Gasoline
MIDDLETOWN | MELLO CONSTRUCTION CO., INC. | 87 BEACON ST | UST-2718 | Commercials | 5 | 1984-10-09 | Permanently Closed | 900 | Heating Oil No.2
MIDDLETOWN | MICHAEL S. BOVE, III | 70 WEST MAIN RD | UST-18289 | Commercials | 1 | 1984-10-09 | Permanently Closed | 3000 | Gasoline
MIDDLETOWN | MICHAEL S. BOVE, III | 70 WEST MAIN RD | UST-18289 | Commercials | 2 | 1984-10-09 | Permanently Closed | 3000 | Gasoline
MIDDLETOWN | MICHAEL S. BOVE, III | 70 WEST MAIN RD | UST-18289 | Commercials | 3 | 1984-10-09 | Permanently Closed | 4000 | Gasoline
MIDDLETOWN | MICHAEL S. BOVE, III | 70 WEST MAIN RD | UST-18289 | Commercials | 4 | 1984-10-09 | Permanently Closed | 2000 | Gasoline
MIDDLETOWN | MICHAEL S. BOVE, III | 70 WEST MAIN RD | UST-18289 | Commercials | 5 | 1984-10-09 | Permanently Closed | 500 | Waste Oil
MIDDLETOWN | MIDDLE SCHOOL (FORMERLY) | WAPPING & 3RD BEACH AVE | UST-15615 | Education - Town | 1 | 1984-10-09 | Permanently Closed | 2000 | Heating Oil No.2
MIDDLETOWN | MIDDLETOWN BAPTIST CHURCH | 1818 WEST MAIN RD | UST-3033 | Other | 1 | 1970-04-01 | Permanently Closed | 1500 | Heating Oil No.2 | Single Walled
MIDDLETOWN | MIDDLETOWN HIGH SCHOOL | VALLEY RD | UST-927 | Education - Town | 1 | 1961-04-01 | Permanently Closed | 10000 | Heating Oil No.4
MIDDLETOWN | MIDDLETOWN MOBIL | 753 EAST MAIN RD | UST-536 | Gasoline Station | 1 | 1979-04-01 | Permanently Closed | 5000 | Gasoline
MIDDLETOWN | MIDDLETOWN MOBIL | 753 EAST MAIN RD | UST-536 | Gasoline Station | 2 | 1973-04-01 | Permanently Closed | 2000 | Gasoline
MIDDLETOWN | MIDDLETOWN MOBIL | 753 EAST MAIN RD | UST-536 | Gasoline Station | 3 | 1973-04-01 | Permanently Closed | 1000 | Gasoline
MIDDLETOWN | MIDDLETOWN MOBIL | 753 EAST MAIN RD | UST-536 | Gasoline Station | 4 | 1973-04-01 | Permanently Closed | 2000 | Gasoline
MIDDLETOWN | MIDDLETOWN MOBIL | 753 EAST MAIN RD | UST-536 | Gasoline Station | 5 | 1973-04-01 | Permanently Closed | 2000 | Gasoline
MIDDLETOWN | MIDDLETOWN MOBIL | 753 EAST MAIN RD | UST-536 | Gasoline Station | 6 | 1979-04-01 | Permanently Closed | 3000 | Diesel
MIDDLETOWN | MIDDLETOWN MOBIL | 753 EAST MAIN RD | UST-536 | Gasoline Station | 7 | 1970-04-01 | Permanently Closed | 500 | Waste Oil
MIDDLETOWN | MIDDLETOWN MOBIL | 753 EAST MAIN RD | UST-536 | Gasoline Station | 8 | 1970-04-01 | Permanently Closed | 1000 | Heating Oil No.2
MIDDLETOWN | MIDDLETOWN MOBIL | 753 EAST MAIN RD | UST-536 | Gasoline Station | 9 | 1995-04-01 | In Use | 8000 | Gasoline | Double Walled | 1995-04-25
MIDDLETOWN | MIDDLETOWN MOBIL | 753 EAST MAIN RD | UST-536 | Gasoline Station | 10 | 1995-04-01 | In Use | 10000 | Gasoline | Double Walled | 1995-04-25
MIDDLETOWN | MIDDLETOWN POLICE STATION | 9 BERKLEY RD | UST-3109 | City/Town Government | 1 | 1986-06-01 | In Use | 1000 | Heating Oil No.2
MIDDLETOWN | MIDDLETOWN POST OFFICE | COMMERCIAL ST | UST-3028 | Federal Government | 1 | 1970-04-01 | Permanently Closed | 2000 | Heating Oil No.2
MIDDLETOWN | MIDDLETOWN PUBLIC LIBRARY | 700 WEST MAIN RD | UST-983 | City/Town Government | 1 | 1980-04-01 | In Use | 3000 | Heating Oil No.2
MIDDLETOWN | MIDDLETOWN SHELL | 207 EAST MAIN RD | UST-801 | Gasoline Station | 1 | 1967-04-01 | Permanently Closed | 4000 | Gasoline
MIDDLETOWN | MIDDLETOWN SHELL | 207 EAST MAIN RD | UST-801 | Gasoline Station | 2 | 1967-04-01 | Permanently Closed | 4000 | Gasoline
MIDDLETOWN | MIDDLETOWN SHELL | 207 EAST MAIN RD | UST-801 | Gasoline Station | 3 | 1967-04-01 | Permanently Closed | 4000 | Gasoline
MIDDLETOWN | MIDDLETOWN SHELL | 207 EAST MAIN RD | UST-801 | Gasoline Station | 4 | 1967-04-01 | Permanently Closed | 4000 | Gasoline
MIDDLETOWN | MIDDLETOWN SHELL | 207 EAST MAIN RD | UST-801 | Gasoline Station | 5 | 1973-04-01 | Permanently Closed | 10000 | Gasoline
MIDDLETOWN | MIDDLETOWN SHELL | 207 EAST MAIN RD | UST-801 | Gasoline Station | 6 | 1967-02-01 | Permanently Closed | 550 | Waste Oil | Double Walled
MIDDLETOWN | MIDDLETOWN SHELL | 207 EAST MAIN RD | UST-801 | Gasoline Station | 7 | 1989-05-01 | Permanently Closed | 1000 | Waste Oil | Double Walled
MIDDLETOWN | MIDDLETOWN SHELL | 207 EAST MAIN RD | UST-801 | Gasoline Station | 8 | 1967-02-01 | Permanently Closed | 500 | Heating Oil No.2
MIDDLETOWN | MIDDLETOWN SHELL | 207 EAST MAIN RD | UST-801 | Gasoline Station | 9 | 1989-05-01 | Permanently Closed | 1000 | Heating Oil No.2 | Double Walled
MIDDLETOWN | MIDDLETOWN SHELL | 207 EAST MAIN RD | UST-801 | Gasoline Station | 10 | 1984-10-09 | Permanently Closed | 4000 | Gasoline
MIDDLETOWN | MIDDLETOWN SHELL | 207 EAST MAIN RD | UST-801 | Gasoline Station | 11 | 1989-04-01 | In Use | 12000 | Diesel | Double Walled | 2012-01-20
MIDDLETOWN | MIDDLETOWN SHELL | 207 EAST MAIN RD | UST-801 | Gasoline Station | 12 | 1989-04-01 | In Use | 12000 | Gasoline | Double Walled | 2012-01-20
MIDDLETOWN | MIDDLETOWN SHELL | 207 EAST MAIN RD | UST-801 | Gasoline Station | 13 | 1989-04-01 | In Use | 12000 | Gasoline | Double Walled | 2012-01-20
MIDDLETOWN | MIDDLETOWN SUNOCO 38916 | 356 WEST MAIN RD | UST-2125 | Gasoline Station | 1 | 1969-01-01 | Permanently Closed | 12000 | Gasoline
MIDDLETOWN | MIDDLETOWN SUNOCO 38916 | 356 WEST MAIN RD | UST-2125 | Gasoline Station | 2 | 1969-01-01 | Permanently Closed | 12000 | Gasoline
MIDDLETOWN | MIDDLETOWN SUNOCO 38916 | 356 WEST MAIN RD | UST-2125 | Gasoline Station | 3 | 1969-01-01 | Permanently Closed | 8000 | Gasoline
MIDDLETOWN | MIDDLETOWN SUNOCO 38916 | 356 WEST MAIN RD | UST-2125 | Gasoline Station | 4 | 1991-01-01 | Permanently Closed | 10000 | Diesel | Single Walled | 1991-01-01
MIDDLETOWN | MIDDLETOWN SUNOCO 38916 | 356 WEST MAIN RD | UST-2125 | Gasoline Station | 5 | 1991-01-01 | Permanently Closed | 10000 | Gasoline | Single Walled | 1991-01-01
MIDDLETOWN | MIDDLETOWN SUNOCO 38916 | 356 WEST MAIN RD | UST-2125 | Gasoline Station | 6 | 1991-01-01 | Permanently Closed | 10000 | Gasoline | Single Walled | 1991-01-01
MIDDLETOWN | MIDDLETOWN SUNOCO 38916 | 356 WEST MAIN RD | UST-2125 | Gasoline Station | 7 | 2023-01-17 | In Use | 10000 | Gasoline | Double Walled | 2023-02-20
MIDDLETOWN | MIDDLETOWN SUNOCO 38916 | 356 WEST MAIN RD | UST-2125 | Gasoline Station | 8 | 2023-01-17 | In Use | 10000 | Gasoline | Double Walled | 2023-02-20
MIDDLETOWN | MIDDLETOWN SUNOCO 38916 | 356 WEST MAIN RD | UST-2125 | Gasoline Station | 9 | 2023-01-17 | In Use | 10000 | Diesel | Double Walled | 2023-02-20
MIDDLETOWN | MR4A-JV LIMITED PARTNERSHIP PROPERTY | 641 MITCHELL LN | UST-4152 | Commercials | 1 | 1984-10-09 | Permanently Closed | 550 | Gasoline
MIDDLETOWN | NARRAGANSETT ELECTRIC CORPORATION | 12 TURNER RD | UST-2185 | Commercials | 1 | 1971-12-01 | Permanently Closed | 1000 | Waste Oil
MIDDLETOWN | NARRAGANSETT ELECTRIC CORPORATION | 12 TURNER RD | UST-2185 | Commercials | 2 | 1979-12-01 | Permanently Closed | 5000 | Gasoline
MIDDLETOWN | NARRAGANSETT ELECTRIC CORPORATION | 12 TURNER RD | UST-2185 | Commercials | 3 | 1979-12-01 | Permanently Closed | 5000 | Gasoline
MIDDLETOWN | NARRAGANSETT ELECTRIC CORPORATION | 12 TURNER RD | UST-2185 | Commercials | 4 | 1971-12-01 | Permanently Closed | 2000 | Gasoline
MIDDLETOWN | NARRAGANSETT ELECTRIC CORPORATION | 12 TURNER RD | UST-2185 | Commercials | 5 | 1971-12-01 | Permanently Closed | 1000 | Gasoline
MIDDLETOWN | NARRAGANSETT ELECTRIC CORPORATION | 12 TURNER RD | UST-2185 | Commercials | 6 | 1980-08-01 | Permanently Closed | 100 | Gasoline
MIDDLETOWN | NARRAGANSETT ELECTRIC CORPORATION | 12 TURNER RD | UST-2185 | Commercials | 7 | 1991-09-01 | Permanently Closed | 5000 | Diesel | Double Walled
MIDDLETOWN | NARRAGANSETT ELECTRIC CORPORATION | 12 TURNER RD | UST-2185 | Commercials | 8 | 1991-09-01 | Permanently Closed | 10000 | Gasoline | Double Walled
MIDDLETOWN | NARRAGANSETT ELECTRIC CORPORATION | 12 TURNER RD | UST-2185 | Commercials | 9 | 1984-10-09 | Permanently Closed | 500 | Heating Oil No.2
MIDDLETOWN | NATIONAL HARDGOODS, DISTRIBUTORS | 278 WEST MAIN RD | UST-2618 | Commercials | 1 | 1957-09-01 | Permanently Closed | 1000 | Heating Oil No.2
MIDDLETOWN | NAVAL HOUSING | UNKNOWN | UST-15988 | Federal Government | 1 | 1984-10-09 | Permanently Closed | 500 | Heating Oil No.2
MIDDLETOWN | NAVAL HOUSING | UNKNOWN | UST-15988 | Federal Government | 2 | 1984-10-09 | Permanently Closed | 500 | Heating Oil No.2
MIDDLETOWN | NAVAL HOUSING | UNKNOWN | UST-15988 | Federal Government | 3 | 1984-10-09 | Permanently Closed | 500 | Heating Oil No.2
MIDDLETOWN | NAVAL HOUSING | UNKNOWN | UST-15988 | Federal Government | 4 | 1984-10-09 | Permanently Closed | 500 | Heating Oil No.2
MIDDLETOWN | NAVAL HOUSING | UNKNOWN | UST-15988 | Federal Government | 5 | 1984-10-09 | Permanently Closed | 500 | Heating Oil No.2
MIDDLETOWN | NAVAL HOUSING | UNKNOWN | UST-15988 | Federal Government | 6 | 1984-10-09 | Permanently Closed | 500 | Heating Oil No.2
MIDDLETOWN | NAVAL HOUSING | UNKNOWN | UST-15988 | Federal Government | 7 | 1984-10-09 | Permanently Closed | 500 | Heating Oil No.2
MIDDLETOWN | NAVAL HOUSING | UNKNOWN | UST-15988 | Federal Government | 8 | 1984-10-09 | Permanently Closed | 500 | Heating Oil No.2
MIDDLETOWN | NAVAL HOUSING | UNKNOWN | UST-15988 | Federal Government | 9 | 1984-10-09 | Permanently Closed | 500 | Heating Oil No.2
MIDDLETOWN | NAVAL HOUSING | UNKNOWN | UST-15988 | Federal Government | 10 | 1984-10-09 | Permanently Closed | 500 | Heating Oil No.2
MIDDLETOWN | NAVAL HOUSING | UNKNOWN | UST-15988 | Federal Government | 11 | 1984-10-09 | Permanently Closed | 500 | Heating Oil No.2
MIDDLETOWN | NAVAL HOUSING | UNKNOWN | UST-15988 | Federal Government | 12 | 1984-10-09 | Permanently Closed | 500 | Heating Oil No.2
MIDDLETOWN | NAVAL HOUSING | UNKNOWN | UST-15988 | Federal Government | 13 | 1984-10-09 | Permanently Closed | 500 | Heating Oil No.2
MIDDLETOWN | NAVAL HOUSING | UNKNOWN | UST-15988 | Federal Government | 14 | 1984-10-09 | Permanently Closed | 500 | Heating Oil No.2
MIDDLETOWN | NAVAL HOUSING | UNKNOWN | UST-15988 | Federal Government | 15 | 1984-10-09 | Permanently Closed | 500 | Heating Oil No.2
MIDDLETOWN | NAVAL HOUSING | UNKNOWN | UST-15988 | Federal Government | 16 | 1984-10-09 | Permanently Closed | 500 | Heating Oil No.2
MIDDLETOWN | NAVAL HOUSING | UNKNOWN | UST-15988 | Federal Government | 17 | 1984-10-09 | Permanently Closed | 500 | Heating Oil No.2
MIDDLETOWN | NAVAL HOUSING | UNKNOWN | UST-15988 | Federal Government | 18 | 1984-10-09 | Permanently Closed | 500 | Heating Oil No.2
MIDDLETOWN | NAVAL HOUSING | UNKNOWN | UST-15988 | Federal Government | 19 | 1984-10-09 | Permanently Closed | 500 | Heating Oil No.2
MIDDLETOWN | NAVAL HOUSING | UNKNOWN | UST-15988 | Federal Government | 20 | 1984-10-09 | Permanently Closed | 500 | Heating Oil No.2
MIDDLETOWN | NAVAL HOUSING | UNKNOWN | UST-15988 | Federal Government | 21 | 1984-10-09 | Permanently Closed | 500 | Heating Oil No.2
MIDDLETOWN | NAVAL HOUSING | UNKNOWN | UST-15988 | Federal Government | 22 | 1984-10-09 | Permanently Closed | 500 | Heating Oil No.2
MIDDLETOWN | NAVAL HOUSING | UNKNOWN | UST-15988 | Federal Government | 23 | 1984-10-09 | Permanently Closed | 500 | Heating Oil No.2
MIDDLETOWN | NAVAL HOUSING | UNKNOWN | UST-15988 | Federal Government | 24 | 1984-10-09 | Permanently Closed | 500 | Heating Oil No.2
MIDDLETOWN | NAVAL HOUSING | UNKNOWN | UST-15988 | Federal Government | 25 | 1984-10-09 | Permanently Closed | 500 | Heating Oil No.2
MIDDLETOWN | NAVAL HOUSING | UNKNOWN | UST-15988 | Federal Government | 26 | 1984-10-09 | Permanently Closed | 500 | Heating Oil No.2
MIDDLETOWN | NAVAL HOUSING | UNKNOWN | UST-15988 | Federal Government | 27 | 1984-10-09 | Permanently Closed | 500 | Heating Oil No.2
MIDDLETOWN | NAVAL HOUSING | UNKNOWN | UST-15988 | Federal Government | 28 | 1984-10-09 | Permanently Closed | 500 | Heating Oil No.2
MIDDLETOWN | NAVAL HOUSING | UNKNOWN | UST-15988 | Federal Government | 29 | 1984-10-09 | Permanently Closed | 500 | Heating Oil No.2
MIDDLETOWN | NAVAL HOUSING | UNKNOWN | UST-15988 | Federal Government | 30 | 1984-10-09 | Permanently Closed | 500 | Heating Oil No.2
MIDDLETOWN | NAVAL HOUSING | UNKNOWN | UST-15988 | Federal Government | 31 | 1984-10-09 | Permanently Closed | 500 | Heating Oil No.2
MIDDLETOWN | NAVAL HOUSING | UNKNOWN | UST-15988 | Federal Government | 32 | 1984-10-09 | Permanently Closed | 500 | Heating Oil No.2
MIDDLETOWN | NAVAL HOUSING | UNKNOWN | UST-15988 | Federal Government | 33 | 1984-10-09 | Permanently Closed | 500 | Heating Oil No.2
MIDDLETOWN | NAVAL HOUSING | UNKNOWN | UST-15988 | Federal Government | 34 | 1984-10-09 | Permanently Closed | 500 | Heating Oil No.2
MIDDLETOWN | NAVAL HOUSING | UNKNOWN | UST-15988 | Federal Government | 35 | 1984-10-09 | Permanently Closed | 500 | Heating Oil No.2
MIDDLETOWN | NAVAL HOUSING | UNKNOWN | UST-15988 | Federal Government | 36 | 1984-10-09 | Permanently Closed | 500 | Heating Oil No.2
MIDDLETOWN | NAVAL HOUSING | UNKNOWN | UST-15988 | Federal Government | 37 | 1984-10-09 | Permanently Closed | 500 | Heating Oil No.2
MIDDLETOWN | NAVAL HOUSING | UNKNOWN | UST-15988 | Federal Government | 38 | 1984-10-09 | Permanently Closed | 500 | Heating Oil No.2
MIDDLETOWN | NAVAL HOUSING | UNKNOWN | UST-15988 | Federal Government | 39 | 1984-10-09 | Permanently Closed | 500 | Heating Oil No.2
MIDDLETOWN | NAVAL HOUSING | UNKNOWN | UST-15988 | Federal Government | 40 | 1984-10-09 | Permanently Closed | 500 | Heating Oil No.2
MIDDLETOWN | NAVAL HOUSING | UNKNOWN | UST-15988 | Federal Government | 41 | 1984-10-09 | Permanently Closed | 500 | Heating Oil No.2
MIDDLETOWN | NAVAL HOUSING | UNKNOWN | UST-15988 | Federal Government | 42 | 1984-10-09 | Permanently Closed | 500 | Heating Oil No.2
MIDDLETOWN | NAVAL HOUSING | UNKNOWN | UST-15988 | Federal Government | 43 | 1984-10-09 | Permanently Closed | 500 | Heating Oil No.2
MIDDLETOWN | NAVAL HOUSING | UNKNOWN | UST-15988 | Federal Government | 44 | 1984-10-09 | Permanently Closed | 500 | Heating Oil No.2
MIDDLETOWN | NAVAL HOUSING | UNKNOWN | UST-15988 | Federal Government | 45 | 1984-10-09 | Permanently Closed | 500 | Heating Oil No.2
MIDDLETOWN | NAVAL HOUSING | UNKNOWN | UST-15988 | Federal Government | 46 | 1984-10-09 | Permanently Closed | 500 | Heating Oil No.2
MIDDLETOWN | NAVAL HOUSING | UNKNOWN | UST-15988 | Federal Government | 47 | 1984-10-09 | Permanently Closed | 500 | Heating Oil No.2
MIDDLETOWN | NAVAL HOUSING | UNKNOWN | UST-15988 | Federal Government | 48 | 1984-10-09 | Permanently Closed | 500 | Heating Oil No.2
MIDDLETOWN | NAVAL HOUSING | UNKNOWN | UST-15988 | Federal Government | 49 | 1984-10-09 | Permanently Closed | 500 | Heating Oil No.2
MIDDLETOWN | NAVAL HOUSING | UNKNOWN | UST-15988 | Federal Government | 50 | 1984-10-09 | Permanently Closed | 500 | Heating Oil No.2
MIDDLETOWN | NAVAL HOUSING | UNKNOWN | UST-15988 | Federal Government | 51 | 1984-10-09 | Permanently Closed | 500 | Heating Oil No.2
MIDDLETOWN | NAVAL HOUSING | UNKNOWN | UST-15988 | Federal Government | 52 | 1984-10-09 | Permanently Closed | 500 | Heating Oil No.2
MIDDLETOWN | NAVAL HOUSING | UNKNOWN | UST-15988 | Federal Government | 53 | 1984-10-09 | Permanently Closed | 500 | Heating Oil No.2
MIDDLETOWN | NAVAL HOUSING | UNKNOWN | UST-15988 | Federal Government | 54 | 1984-10-09 | Permanently Closed | 500 | Heating Oil No.2
MIDDLETOWN | NEON MARKETPLACE | 533 EAST MAIN RD | UST-733 | Gasoline Station | 1 | 1970-04-01 | Permanently Closed | 3000 | Gasoline
MIDDLETOWN | NEON MARKETPLACE | 533 EAST MAIN RD | UST-733 | Gasoline Station | 2 | 1970-04-01 | Permanently Closed | 2000 | Gasoline
MIDDLETOWN | NEON MARKETPLACE | 533 EAST MAIN RD | UST-733 | Gasoline Station | 3 | 1970-04-01 | Permanently Closed | 6000 | Gasoline
MIDDLETOWN | NEON MARKETPLACE | 533 EAST MAIN RD | UST-733 | Gasoline Station | 4 | 1970-04-01 | Permanently Closed | 500 | Waste Oil
MIDDLETOWN | NEON MARKETPLACE | 533 EAST MAIN RD | UST-733 | Gasoline Station | 5 | 1970-04-01 | Permanently Closed | 275 | Heating Oil No.2
MIDDLETOWN | NEON MARKETPLACE | 533 EAST MAIN RD | UST-733 | Gasoline Station | 6 | 1990-01-01 | Permanently Closed | 10000 | Gasoline
MIDDLETOWN | NEON MARKETPLACE | 533 EAST MAIN RD | UST-733 | Gasoline Station | 7 | 1989-12-01 | Permanently Closed | 10000 | Gasoline
MIDDLETOWN | NEON MARKETPLACE | 533 EAST MAIN RD | UST-733 | Gasoline Station | 8 | 1989-12-01 | Permanently Closed | 10000 | Gasoline
MIDDLETOWN | NEON MARKETPLACE | 533 EAST MAIN RD | UST-733 | Gasoline Station | 9 | 2020-01-15 | In Use | 14000 | Gasoline | Double Walled | 2020-02-26
MIDDLETOWN | NEON MARKETPLACE | 533 EAST MAIN RD | UST-733 | Gasoline Station | 10 | 2020-01-15 | In Use | 6000 | Gasoline | Double Walled | 2020-02-26
MIDDLETOWN | NEON MARKETPLACE | 533 EAST MAIN RD | UST-733 | Gasoline Station | 11 | 2020-01-15 | In Use | 14000 | Gasoline | Double Walled | 2020-02-26
MIDDLETOWN | NEON MARKETPLACE | 533 EAST MAIN RD | UST-733 | Gasoline Station | 12 | 2020-01-15 | In Use | 6000 | Diesel | Double Walled | 2020-02-26
MIDDLETOWN | NEWPORT AUTOCENTER | 1235 WEST MAIN RD | UST-970 | Commercials | 1 | 1980-04-01 | Permanently Closed | 10000 | Gasoline
MIDDLETOWN | NEWPORT AUTOCENTER | 1235 WEST MAIN RD | UST-970 | Commercials | 3 | 1970-06-01 | Permanently Closed | 550 | Waste Oil
MIDDLETOWN | NEWPORT COMFORT INN & SUITES | 936 WEST MAIN RD | UST-2679 | Other | 1 | 1984-10-09 | Permanently Closed | 9640 | Heating Oil No.2
MIDDLETOWN | NEWPORT COMFORT INN & SUITES | 936 WEST MAIN RD | UST-2679 | Other | 2 | 1984-10-09 | Permanently Closed | 5000 | Heating Oil No.2
MIDDLETOWN | NEWPORT COMFORT INN & SUITES | 936 WEST MAIN RD | UST-2679 | Other | 3 | 1984-10-09 | Permanently Closed | 1000 | Heating Oil No.2
MIDDLETOWN | NEWPORT COMFORT INN & SUITES | 936 WEST MAIN RD | UST-2679 | Other | 4 | 1985-10-01 | Permanently Closed | 4000 | Diesel
MIDDLETOWN | NEWPORT COUNTY REGIONAL YMCA | 792 VALLEY RD | UST-3625 | Other | 1 | 1984-10-09 | Permanently Closed | 4000 | Heating Oil No.2
MIDDLETOWN | NEWPORT CREAMERY INC. | 208 WEST MAIN RD | UST-2571 | Commercials | 1 | 1955-06-01 | Permanently Closed | 1000 | Diesel
MIDDLETOWN | NEWPORT CREAMERY INC. | 208 WEST MAIN RD | UST-2571 | Commercials | 2 | 1980-06-01 | Permanently Closed | 10000 | Gasoline
MIDDLETOWN | NEWPORT CREAMERY INC. | 208 WEST MAIN RD | UST-2571 | Commercials | 3 | 1984-10-09 | Permanently Closed | 500 | Heating Oil No.2
MIDDLETOWN | NEWPORT CREAMERY INC. | 208 WEST MAIN RD | UST-2571 | Commercials | 4 | 1984-10-09 | Permanently Closed | 1000 | Heating Oil No.2
MIDDLETOWN | NEWPORT CREAMERY INC. | 208 WEST MAIN RD | UST-2571 | Commercials | 5 | 1984-10-09 | Permanently Closed | 10000 | Heating Oil No.2
MIDDLETOWN | NEWPORT CREAMERY INC. | 208 WEST MAIN RD | UST-2571 | Commercials | 6 | 1984-10-09 | Permanently Closed | 500 | Heating Oil No.2
MIDDLETOWN | NEWPORT FORD, INC. | 310 WEST MAIN RD | UST-1598 | Commercials | 1 | 1970-12-01 | Permanently Closed | 600 | Heating Oil No.2
MIDDLETOWN | NEWPORT FORD, INC. | 310 WEST MAIN RD | UST-1598 | Commercials | 2 | 1970-12-01 | Permanently Closed | 600 | Other
MIDDLETOWN | NEWPORT FORD, INC. | 310 WEST MAIN RD | UST-1598 | Commercials | 3 | 1970-12-01 | Permanently Closed | 500 | Motor Oil
MIDDLETOWN | NEWPORT FORD, INC. | 310 WEST MAIN RD | UST-1598 | Commercials | 4 | 1970-12-01 | Permanently Closed | 1000 | Gasoline
MIDDLETOWN | NEWPORT FORD, INC. | 310 WEST MAIN RD | UST-1598 | Commercials | 5 | 1970-12-01 | Permanently Closed | 1000 | Gasoline
MIDDLETOWN | NEWPORT OIL CORPORATION GARAGE | 790 AQUIDNECK AVE | UST-3087 | Commercials | 1 | 1968-06-01 | Permanently Closed | 20000 | Heating Oil No.2
MIDDLETOWN | NEWPORT OIL CORPORATION GARAGE | 790 AQUIDNECK AVE | UST-3087 | Commercials | 2 | 1968-06-01 | Permanently Closed | 10000 | Diesel
MIDDLETOWN | NEWPORT OIL CORPORATION GARAGE | 790 AQUIDNECK AVE | UST-3087 | Commercials | 3 | 1968-06-01 | Permanently Closed | 4000 | Gasoline
MIDDLETOWN | NEWPORT OIL CORPORATION GARAGE | 790 AQUIDNECK AVE | UST-3087 | Commercials | 4 | 1968-06-01 | Permanently Closed | 2000 | Diesel
MIDDLETOWN | NEWPORT OIL CORPORATION GARAGE | 790 AQUIDNECK AVE | UST-3087 | Commercials | 5 | 1968-11-01 | Permanently Closed | 400 | Heating Oil No.2
MIDDLETOWN | NEWPORT READY MIX/ CARDI CORPORATION | AQUIDNECK AVE | UST-2190 | Commercials | 1 | 1965-05-01 | Permanently Closed | 3000 | Diesel
MIDDLETOWN | NEWPORT READY MIX/ CARDI CORPORATION | AQUIDNECK AVE | UST-2190 | Commercials | 2 | 1965-05-01 | Permanently Closed | 2000 | Gasoline
MIDDLETOWN | NEWPORT STATE AIRPORT | FOREST AVE | UST-462 | State Government | 1 | 1980-03-01 | Permanently Closed | 300 | Diesel
MIDDLETOWN | NEWPORT STATE AIRPORT | FOREST AVE | UST-462 | State Government | 2 | 1965-03-01 | Permanently Closed | 6000 | Aviation Gasoline
MIDDLETOWN | NEWPORT STATE AIRPORT | FOREST AVE | UST-462 | State Government | 3 | 1965-03-01 | Permanently Closed | 6000 | Aviation Gasoline
MIDDLETOWN | NEWPORT STATE AIRPORT | FOREST AVE | UST-462 | State Government | 4 | 1965-03-01 | Permanently Closed | 6000 | Aviation Gasoline
MIDDLETOWN | NEWPORT STATE AIRPORT | FOREST AVE | UST-462 | State Government | 5 | 1965-03-01 | Permanently Closed | 6000 | JetA
MIDDLETOWN | NEWPORT STATE AIRPORT | FOREST AVE | UST-462 | State Government | 6 | 1950-03-01 | Permanently Closed | 5000 | Unknown
MIDDLETOWN | NEWPORT STATE AIRPORT | FOREST AVE | UST-462 | State Government | 7 | 1950-03-01 | Permanently Closed | 1000 | Unknown
MIDDLETOWN | NEWPORT STATE AIRPORT | FOREST AVE | UST-462 | State Government | 8 | 1984-10-09 | Permanently Closed | 5000 | Unknown
MIDDLETOWN | NEWPORT STATE AIRPORT | FOREST AVE | UST-462 | State Government | 9 | 1984-10-09 | Permanently Closed | 500 | Diesel
MIDDLETOWN | NEWPORT TIRE | 741 WEST MAIN RD | UST-15396 | Commercials | 1 | 1984-10-09 | Permanently Closed | 1000 | Gasoline
MIDDLETOWN | NEWPORT TIRE | 741 WEST MAIN RD | UST-15396 | Commercials | 2 | 1984-10-09 | Permanently Closed | 1000 | Gasoline
MIDDLETOWN | NORTHGATE APARTMENTS | 3 ADMIRALTY DR | UST-3403 | Commercials | 1 | 1971-02-01 | Permanently Closed | 7500 | Heating Oil No.2
MIDDLETOWN | NORTHGATE APARTMENTS | 3 ADMIRALTY DR | UST-3403 | Commercials | 2 | 1971-02-01 | Permanently Closed | 7500 | Heating Oil No.2
MIDDLETOWN | NORTHGATE APARTMENTS | 3 ADMIRALTY DR | UST-3403 | Commercials | 3 | 1972-02-01 | Permanently Closed | 7500 | Heating Oil No.2
MIDDLETOWN | NORTHGATE APARTMENTS | 3 ADMIRALTY DR | UST-3403 | Commercials | 4 | 1972-02-01 | Permanently Closed | 7500 | Heating Oil No.2
MIDDLETOWN | NORTHGATE APARTMENTS | 3 ADMIRALTY DR | UST-3403 | Commercials | 5 | 1972-02-01 | Permanently Closed | 7500 | Heating Oil No.2
MIDDLETOWN | NORTHGATE APARTMENTS | 3 ADMIRALTY DR | UST-3403 | Commercials | 6 | 1972-02-01 | Permanently Closed | 7500 | Heating Oil No.2
MIDDLETOWN | NORTHGATE APARTMENTS | 3 ADMIRALTY DR | UST-3403 | Commercials | 7 | 1972-02-01 | Permanently Closed | 7500 | Heating Oil No.2
MIDDLETOWN | NORTHGATE APARTMENTS | 3 ADMIRALTY DR | UST-3403 | Commercials | 8 | 1972-02-01 | Permanently Closed | 7500 | Heating Oil No.2
MIDDLETOWN | NORTHGATE APARTMENTS | 3 ADMIRALTY DR | UST-3403 | Commercials | 9 | 1972-02-01 | Permanently Closed | 7500 | Heating Oil No.2
MIDDLETOWN | NORTHGATE APARTMENTS | 3 ADMIRALTY DR | UST-3403 | Commercials | 10 | 1971-02-01 | Permanently Closed | 7500 | Heating Oil No.2
MIDDLETOWN | NORTHGATE APARTMENTS | 3 ADMIRALTY DR | UST-3403 | Commercials | 11 | 1971-02-01 | Permanently Closed | 7500 | Heating Oil No.2
MIDDLETOWN | NORTHGATE APARTMENTS | 3 ADMIRALTY DR | UST-3403 | Commercials | 12 | 1973-02-01 | Permanently Closed | 1000 | Heating Oil No.2
MIDDLETOWN | NORTHGATE APARTMENTS | 3 ADMIRALTY DR | UST-3403 | Commercials | 13 | 1973-02-01 | Permanently Closed | 1000 | Heating Oil No.2
MIDDLETOWN | NSN, BLDG. NB-1 (TAYLOR-CHASE-SMYTHE HOUSE) | CHASE LN | UST-NR-9002 | Federal Government | 1 | null | Permanently Closed | 1000 | Heating Oil No.2
MIDDLETOWN | OLIPHANT SCHOOL | WEST MAIN RD | UST-926 | Education - Town | 1 | 1954-04-01 | Permanently Closed | 3500 | Heating Oil No.2
MIDDLETOWN | PARADISE FARM | 583 THIRD BEACH RD | UST-15478 | Other | 1 | 1984-10-09 | Permanently Closed | 1000 | Heating Oil No.2
MIDDLETOWN | PARADISE FARM | 583 THIRD BEACH RD | UST-15478 | Other | 2 | 1984-10-09 | Permanently Closed | 1000 | Heating Oil No.2
MIDDLETOWN | PARADISE MOTEL | 459 AQUIDNECK AVE | UST-17238 | Other | 1 | 1984-10-09 | Permanently Closed | 1000 | Heating Oil No.2
MIDDLETOWN | PEOPLE IN THE WOODS | 178 EAST MAIN RD | UST-2387 | Commercials | 1 | 1978-09-01 | Permanently Closed | 275 | Heating Oil No.2
MIDDLETOWN | PERRY POTATO FARM, INC. | 20 TURNER RD | UST-1825 | Commercials | 1 | 1965-09-01 | Permanently Closed | 1500 | Diesel
MIDDLETOWN | PLAZA CLEANERS | 750 AQUIDNECK AVE | UST-3801 | Commercials | 1 | 1984-10-09 | Permanently Closed | 2000 | Gasoline
MIDDLETOWN | PLAZA CLEANERS | 750 AQUIDNECK AVE | UST-3801 | Commercials | 2 | 1976-05-01 | Permanently Closed | 10000 | Heating Oil No.2
MIDDLETOWN | PREMIER TOYOTA OF NEWPORT | 285 EAST MAIN RD | UST-3312 | Commercials | 1 | 1991-06-01 | In Use | 4000 | Waste Oil | Double Walled | 1991-06-11
MIDDLETOWN | PROVATE DWELLING | 330 GRAY CRAIG RD | UST-18771 | Private Residence | 1 | 1984-10-09 | Permanently Closed | 1000 | Heating Oil No.2
MIDDLETOWN | PROVATE DWELLING | 330 GRAY CRAIG RD | UST-18771 | Private Residence | 2 | 1984-10-09 | Permanently Closed | 1000 | Heating Oil No.2
MIDDLETOWN | PUBLIC WORKS DEPARTMENT | 9 BERKLEY AVE | UST-1001 | City/Town Government | 1 | 1955-04-01 | Permanently Closed | 1000 | Heating Oil No.2
MIDDLETOWN | PUBLIC WORKS DEPARTMENT | 9 BERKLEY AVE | UST-1001 | City/Town Government | 2 | 1955-04-01 | Permanently Closed | 1000 | Heating Oil No.2
MIDDLETOWN | PUBLIC WORKS DEPARTMENT | 9 BERKLEY AVE | UST-1001 | City/Town Government | 3 | 1971-04-01 | Permanently Closed | 4000 | Gasoline
MIDDLETOWN | PUBLIC WORKS DEPARTMENT | 9 BERKLEY AVE | UST-1001 | City/Town Government | 4 | 1971-04-01 | Permanently Closed | 4000 | Gasoline
MIDDLETOWN | PUBLIC WORKS DEPARTMENT | 9 BERKLEY AVE | UST-1001 | City/Town Government | 5 | 1982-04-01 | Permanently Closed | 3000 | Diesel
MIDDLETOWN | PUBLIC WORKS DEPARTMENT | 9 BERKLEY AVE | UST-1001 | City/Town Government | 6 | 1978-04-01 | Permanently Closed | 275 | Waste Oil
MIDDLETOWN | PUBLIC WORKS DEPARTMENT | 9 BERKLEY AVE | UST-1001 | City/Town Government | 7 | 1955-04-01 | Permanently Closed | 500 | Waste Oil
MIDDLETOWN | PUBLIC WORKS DEPARTMENT | 9 BERKLEY AVE | UST-1001 | City/Town Government | 8 | 1955-04-01 | Permanently Closed | 1000 | Unknown
MIDDLETOWN | PUBLIC WORKS DEPARTMENT | 9 BERKLEY AVE | UST-1001 | City/Town Government | 9 | 1955-04-01 | Permanently Closed | 1000 | Unknown
MIDDLETOWN | PUBLIC WORKS DEPARTMENT | 9 BERKLEY AVE | UST-1001 | City/Town Government | 10 | 1984-10-09 | Permanently Closed | 1000 | Unknown
MIDDLETOWN | R. KEMPENAAR (OPEN LOT) | 317 WEST MAIN RD | UST-15688 | Private Residence | 1 | 1969-04-01 | Permanently Closed | 1000 | Gasoline
MIDDLETOWN | R. KEMPENAAR (OPEN LOT) | 317 WEST MAIN RD | UST-15688 | Private Residence | 2 | 1969-04-01 | Permanently Closed | 1000 | Heating Oil No.2
MIDDLETOWN | R. KEMPENAAR (OPEN LOT) | 317 WEST MAIN RD | UST-15688 | Private Residence | 3 | 1969-04-01 | Permanently Closed | 1000 | Heating Oil No.2
MIDDLETOWN | R. KEMPENAAR (OPEN LOT) | 317 WEST MAIN RD | UST-15688 | Private Residence | 4 | 1969-04-01 | Permanently Closed | 500 | Heating Oil No.2
MIDDLETOWN | R.I. DOT | SMYTHE AND WEST MAIN | UST-3914 | State Government | 1 | 1984-10-09 | Permanently Closed | 2000 | Gasoline
MIDDLETOWN | REGO PROPERTIES | 853 WEST MAIN RD | UST-1601 | Commercials | 1 | 1980-08-01 | Permanently Closed | 1000 | Gasoline
MIDDLETOWN | REGO PROPERTIES | 853 WEST MAIN RD | UST-1601 | Commercials | 2 | 1964-07-01 | Permanently Closed | 500 | Waste Oil
MIDDLETOWN | REGO PROPERTIES | 853 WEST MAIN RD | UST-1601 | Commercials | 3 | 1964-07-01 | Permanently Closed | 1000 | Motor Oil
MIDDLETOWN | REGO PROPERTIES | 853 WEST MAIN RD | UST-1601 | Commercials | 4 | 1964-07-01 | Permanently Closed | 1000 | Motor Oil
MIDDLETOWN | RELIABLE OIL COMPANY | 1150 AQUIDNECK AVE | UST-1768 | Commercials | 1 | 1984-10-09 | Permanently Closed | 5000 | Gasoline
MIDDLETOWN | RELIABLE OIL COMPANY | 1150 AQUIDNECK AVE | UST-1768 | Commercials | 2 | 1984-10-09 | Permanently Closed | 5000 | Heating Oil No.2
MIDDLETOWN | RELIABLE OIL COMPANY | 1150 AQUIDNECK AVE | UST-1768 | Commercials | 3 | 1984-10-09 | Permanently Closed | 275 | Waste Oil
MIDDLETOWN | RHODE ISLAND NURSERIES, INC. | 736 EAST MAIN RD | UST-16352 | Farm | 1 | 1984-10-09 | Permanently Closed | 1000 | Gasoline
MIDDLETOWN | RHODE ISLAND NURSERIES, INC. | 736 EAST MAIN RD | UST-16352 | Farm | 2 | 1984-10-09 | Permanently Closed | 500 | Diesel
MIDDLETOWN | RHODE ISLAND NURSERIES, INC. | 736 EAST MAIN RD | UST-16352 | Farm | 3 | 1984-10-09 | Permanently Closed | 250 | Heating Oil No.2
MIDDLETOWN | RHODE ISLAND PUBLIC TRANSIT AUTHORITY | 1747 WEST MAIN RD | UST-648 | State Government | 1 | 1980-04-01 | Permanently Closed | 10000 | Diesel
MIDDLETOWN | RHODE ISLAND PUBLIC TRANSIT AUTHORITY | 1747 WEST MAIN RD | UST-648 | State Government | 2 | 1984-10-09 | Permanently Closed | 2000 | Diesel
MIDDLETOWN | RHODE ISLAND PUBLIC TRANSIT AUTHORITY | 1747 WEST MAIN RD | UST-648 | State Government | 3 | 1984-10-09 | Permanently Closed | 2000 | Diesel
MIDDLETOWN | RHODE ISLAND PUBLIC TRANSIT AUTHORITY | 1747 WEST MAIN RD | UST-648 | State Government | 4 | 1984-10-09 | Permanently Closed | 4000 | Gasoline
MIDDLETOWN | RHODE ISLAND PUBLIC TRANSIT AUTHORITY | 1747 WEST MAIN RD | UST-648 | State Government | 5 | 1984-10-09 | Permanently Closed | 550 | Gasoline
MIDDLETOWN | RHODE ISLAND PUBLIC TRANSIT AUTHORITY | 1747 WEST MAIN RD | UST-648 | State Government | 6 | 1984-10-09 | Permanently Closed | 3000 | Heating Oil No.4
MIDDLETOWN | RHODE ISLAND PUBLIC TRANSIT AUTHORITY | 1747 WEST MAIN RD | UST-648 | State Government | 7 | 1984-10-09 | Permanently Closed | 5000 | Heating Oil No.4
MIDDLETOWN | RHODE ISLAND PUBLIC TRANSIT AUTHORITY | 1747 WEST MAIN RD | UST-648 | State Government | 8 | 1984-10-09 | Permanently Closed | 2500 | Diesel
MIDDLETOWN | RHODE ISLAND PUBLIC TRANSIT AUTHORITY | 1747 WEST MAIN RD | UST-648 | State Government | 9 | 1984-10-09 | Permanently Closed | 1000 | Heating Oil No.6
MIDDLETOWN | RI ARMY NAT'L GUARD/MIDDLETOWN ARMORY | FOREST AVE | UST-1466 | State Government | 1 | 1985-09-01 | Permanently Closed | 3000 | Diesel | Double Walled
MIDDLETOWN | RI DOT HIGHWAY MAINTENANCE GARAGE | 122 WYATT RD | UST-1281 | State Government | 1 | 1980-05-01 | Permanently Closed | 5000 | Gasoline
MIDDLETOWN | RI DOT HIGHWAY MAINTENANCE GARAGE | 122 WYATT RD | UST-1281 | State Government | 2 | 1980-05-01 | Permanently Closed | 5000 | Gasoline
MIDDLETOWN | RI DOT HIGHWAY MAINTENANCE GARAGE | 122 WYATT RD | UST-1281 | State Government | 3 | 1980-05-01 | Permanently Closed | 2000 | Diesel
MIDDLETOWN | RI DOT HIGHWAY MAINTENANCE GARAGE | 122 WYATT RD | UST-1281 | State Government | 4 | 1984-10-09 | Permanently Closed | 275 | Gasoline
MIDDLETOWN | RI DOT HIGHWAY MAINTENANCE GARAGE | 122 WYATT RD | UST-1281 | State Government | 5 | 1984-10-09 | Permanently Closed | 2000 | Heating Oil No.2
MIDDLETOWN | RI DOT HIGHWAY MAINTENANCE GARAGE | 122 WYATT RD | UST-1281 | State Government | 6 | 1998-11-12 | Permanently Closed | 6000 | Gasoline | Double Walled
MIDDLETOWN | RI DOT HIGHWAY MAINTENANCE GARAGE | 122 WYATT RD | UST-1281 | State Government | 7 | 1998-11-12 | Permanently Closed | 6000 | Diesel | Double Walled
MIDDLETOWN | RI0011 | 864 WEST MAIN RD | UST-298 | Gasoline Station | 1 | 1968-03-01 | Permanently Closed | 5000 | Gasoline
MIDDLETOWN | RI0011 | 864 WEST MAIN RD | UST-298 | Gasoline Station | 2 | 1980-05-01 | Permanently Closed | 5000 | Gasoline
MIDDLETOWN | RI0011 | 864 WEST MAIN RD | UST-298 | Gasoline Station | 3 | 1980-05-01 | Permanently Closed | 5000 | Gasoline
MIDDLETOWN | RI0011 | 864 WEST MAIN RD | UST-298 | Gasoline Station | 4 | 1968-03-01 | Permanently Closed | 5000 | Gasoline | Double Walled
MIDDLETOWN | RI0011 | 864 WEST MAIN RD | UST-298 | Gasoline Station | 5 | 1968-03-01 | Permanently Closed | 5000 | Gasoline
MIDDLETOWN | RI0011 | 864 WEST MAIN RD | UST-298 | Gasoline Station | 6 | 1968-03-01 | Permanently Closed | 5000 | Gasoline
MIDDLETOWN | RI0011 | 864 WEST MAIN RD | UST-298 | Gasoline Station | 7 | 1994-02-01 | Permanently Closed | 10000 | Gasoline | Double Walled | 1994-02-01
MIDDLETOWN | RI0011 | 864 WEST MAIN RD | UST-298 | Gasoline Station | 8 | 1994-02-01 | Permanently Closed | 8000 | Gasoline | Double Walled | 1994-02-01
MIDDLETOWN | RI0011 | 864 WEST MAIN RD | UST-298 | Gasoline Station | 9 | 1994-02-01 | Permanently Closed | 8000 | Diesel | Double Walled | 1994-02-01
MIDDLETOWN | RI0011 | 864 WEST MAIN RD | UST-298 | Gasoline Station | 10 | 2017-03-23 | In Use | 20000 | Gasoline | Double Walled | 2017-03-28
MIDDLETOWN | RI0011 | 864 WEST MAIN RD | UST-298 | Gasoline Station | 11 | 2017-03-23 | In Use | 6000 | Gasoline | Double Walled | 2017-03-28
MIDDLETOWN | RI0011 | 864 WEST MAIN RD | UST-298 | Gasoline Station | 12 | 2017-03-23 | In Use | 6000 | Diesel | Double Walled | 2017-03-28
MIDDLETOWN | ROBERT E. DERECKTOR | CODDINGTON CV | UST-820 | State Government | 1 | 1981-04-01 | Permanently Closed | 10000 | Heating Oil No.2
MIDDLETOWN | ROBERT E. DERECKTOR | CODDINGTON CV | UST-820 | State Government | 2 | 1982-04-01 | Permanently Closed | 10000 | Heating Oil No.2
MIDDLETOWN | ROBERT E. DERECKTOR | CODDINGTON CV | UST-820 | State Government | 3 | 1984-10-09 | Permanently Closed | 6000 | Unknown
MIDDLETOWN | ROBERT E. DERECKTOR | CODDINGTON CV | UST-820 | State Government | 4 | 1984-10-09 | Permanently Closed | 6000 | Unknown
MIDDLETOWN | ROBERT E. DERECKTOR | CODDINGTON CV | UST-820 | State Government | 5 | 1984-10-09 | Permanently Closed | 3000 | Diesel
MIDDLETOWN | ROBERT E. DERECKTOR | CODDINGTON CV | UST-820 | State Government | 6 | 1984-10-09 | Permanently Closed | 3000 | Unknown
MIDDLETOWN | ROBERT E. DERECKTOR | CODDINGTON CV | UST-820 | State Government | 7 | 1984-10-09 | Permanently Closed | 250 | Unknown
MIDDLETOWN | ROBERT E. DERECKTOR | CODDINGTON CV | UST-820 | State Government | 8 | 1984-10-09 | Permanently Closed | 250 | Gasoline
MIDDLETOWN | ROBERT E. DERECKTOR | CODDINGTON CV | UST-820 | State Government | 9 | 1984-10-09 | Permanently Closed | 500 | Gasoline
MIDDLETOWN | ROBERT M. SILVA RESIDENTIAL PROPERTY | 8 CIRCLE DR | UST-4203 | Private Residence | 1 | 1984-10-09 | Permanently Closed | 2000 | Heating Oil No.2
MIDDLETOWN | RYAN FAMILY AMUSEMENTS (FORMER) | 105 CHASE''S LN | UST-18059 | Commercials | 1 | 1984-10-09 | Permanently Closed | 2000 | Heating Oil No.2
MIDDLETOWN | SACCUCCI LINCOLN MERCURY HONDA | 1350 WEST MAIN RD | UST-1249 | Commercials | 1 | 1968-09-01 | Permanently Closed | 2000 | Gasoline
MIDDLETOWN | SACCUCCI LINCOLN MERCURY HONDA | 1350 WEST MAIN RD | UST-1249 | Commercials | 2 | 1969-05-01 | Permanently Closed | 1000 | Motor Oil
MIDDLETOWN | SACCUCCI LINCOLN MERCURY HONDA | 1350 WEST MAIN RD | UST-1249 | Commercials | 3 | 1984-10-09 | Permanently Closed | 2000 | Waste Oil
MIDDLETOWN | SACCUCCI LINCOLN MERCURY HONDA | 1350 WEST MAIN RD | UST-1249 | Commercials | 4 | 1984-10-09 | Permanently Closed | 500 | Waste Oil
MIDDLETOWN | SACHUEST POINT NAT'L WILDLIFE REFUGE | SACHUEST POINT RD | UST-16594 | Federal Government | 1 | 1984-10-09 | Permanently Closed | 1500 | Heating Oil No.2
MIDDLETOWN | SACHUEST POINT NAT'L WILDLIFE REFUGE | SACHUEST POINT RD | UST-16594 | Federal Government | 2 | 1984-10-09 | Permanently Closed | 1000 | Gasoline
MIDDLETOWN | SANDCASTLES INN | 34 WAVE AVE | UST-2559 | Commercials | 1 | 1984-10-09 | Permanently Closed | 1000 | Heating Oil No.2
MIDDLETOWN | SEA VIEW MOTEL | 240 AQUIDNECK AVE | UST-2576 | Commercials | 1 | 1972-06-01 | Permanently Closed | 1000 | Gasoline
MIDDLETOWN | SEA VIEW MOTEL | 240 AQUIDNECK AVE | UST-2576 | Commercials | 2 | 1984-10-09 | Permanently Closed | 5000 | Heating Oil No.2
MIDDLETOWN | SEARS ROEBUCK & CO/CHRISTMAS TREE SHOP | 99 EAST MAIN RD | UST-2653 | Commercials | 1 | 1984-10-09 | Permanently Closed | 2000 | Diesel
MIDDLETOWN | SEARS ROEBUCK & CO/CHRISTMAS TREE SHOP | 99 EAST MAIN RD | UST-2653 | Commercials | 2 | 1984-10-09 | Permanently Closed | 2000 | Diesel
MIDDLETOWN | SEARS ROEBUCK & CO/CHRISTMAS TREE SHOP | 99 EAST MAIN RD | UST-2653 | Commercials | 3 | 1984-10-09 | Permanently Closed | 2000 | Diesel
MIDDLETOWN | SEARS ROEBUCK & CO/CHRISTMAS TREE SHOP | 99 EAST MAIN RD | UST-2653 | Commercials | 4 | 1984-10-09 | Permanently Closed | 2000 | Heating Oil No.2
MIDDLETOWN | SEARS ROEBUCK & CO/CHRISTMAS TREE SHOP | 99 EAST MAIN RD | UST-2653 | Commercials | 5 | 1984-10-09 | Permanently Closed | 3000 | Diesel
MIDDLETOWN | SEARS ROEBUCK & CO/CHRISTMAS TREE SHOP | 99 EAST MAIN RD | UST-2653 | Commercials | 6 | 1984-10-09 | Permanently Closed | 500 | Waste Oil
MIDDLETOWN | SEARS ROEBUCK & CO/CHRISTMAS TREE SHOP | 99 EAST MAIN RD | UST-2653 | Commercials | 7 | 1984-10-09 | Permanently Closed | 500 | Gasoline
MIDDLETOWN | SEARS ROEBUCK & CO/CHRISTMAS TREE SHOP | 99 EAST MAIN RD | UST-2653 | Commercials | 8 | 1984-10-09 | Permanently Closed | 2000 | Heating Oil No.2
MIDDLETOWN | SIMONE CAHILL PROPERTY | 88 VALLEY ST | UST-18985 | Commercials | 1 | 1984-10-09 | Permanently Closed | 500 | Heating Oil No.2
MIDDLETOWN | ST. COLUMBA'S CEMETERY | 465 BROWN'S LN | UST-2040 | Other | 1 | 1974-01-01 | Permanently Closed | 1000 | Gasoline
MIDDLETOWN | ST. COLUMBA'S CEMETERY | 465 BROWN'S LN | UST-2040 | Other | 2 | 1974-01-01 | Permanently Closed | 1000 | Heating Oil No.2
MIDDLETOWN | ST. COLUMBUS CHAPEL | 55 VAUCLUSEAVENUE | UST-18766 | Other | 1 | 1984-10-09 | Permanently Closed | 500 | Heating Oil No.2
MIDDLETOWN | ST. GEORGE'S SCHOOL | 378 PURGATORY RD | UST-1309 | Education Private | 1 | 1984-05-01 | Permanently Closed | 3000 | Gasoline | Double Walled
MIDDLETOWN | ST. GEORGE'S SCHOOL | 378 PURGATORY RD | UST-1309 | Education Private | 2 | 1984-10-09 | Permanently Closed | 275 | Heating Oil No.2 | Double Walled
MIDDLETOWN | ST. LUCY CHURCH CORP. | 909 WEST MAIN RD | UST-2133 | Other | 1 | 1952-09-01 | Permanently Closed | 2500 | Heating Oil No.2
MIDDLETOWN | ST. LUCY CHURCH CORP. | 909 WEST MAIN RD | UST-2133 | Other | 2 | 1962-09-01 | Permanently Closed | 1000 | Heating Oil No.2 | Single Walled
MIDDLETOWN | ST. LUCY CHURCH CORP. | 909 WEST MAIN RD | UST-2133 | Other | 3 | 1962-09-01 | Permanently Closed | 5000 | Heating Oil No.2 | Single Walled
MIDDLETOWN | TECH PLAZA IV BUILDING | 28 SILVA LN | UST-18303 | Commercials | 1 | 1984-10-09 | Permanently Closed | 10000 | Heating Oil No.2
MIDDLETOWN | TOM FARREA'S ENTERPRISE AUTO BODY | 1 TRIMBLE RD | UST-4394 | Commercials | 1 | 1984-10-09 | Permanently Closed | 1000 | Gasoline
MIDDLETOWN | TOM FARREA'S ENTERPRISE AUTO BODY | 1 TRIMBLE RD | UST-4394 | Commercials | 2 | 1984-10-09 | Permanently Closed | 1000 | Gasoline
MIDDLETOWN | TOM FARREA'S ENTERPRISE AUTO BODY | 1 TRIMBLE RD | UST-4394 | Commercials | 3 | 1984-10-09 | Permanently Closed | 1000 | Heating Oil No.2
MIDDLETOWN | TOM FARREA'S ENTERPRISE AUTO BODY | 1 TRIMBLE RD | UST-4394 | Commercials | 4 | 1984-10-09 | Permanently Closed | 1000 | Gasoline
MIDDLETOWN | TOWN HALL | EAST MAIN RD | UST-1000 | City/Town Government | 1 | 1940-04-01 | Permanently Closed | 500 | Heating Oil No.2
MIDDLETOWN | TOWN OF MIDDLETOWN - PARADISE PUMP STATION | 683 PARADISE AVE | UST-1004 | City/Town Government | 1 | 1980-04-01 | Permanently Closed | 1000 | Diesel
MIDDLETOWN | TOYOTA OF NEWPORT | 1133 WEST MAIN RD | UST-2642 | Commercials | 1 | 1965-01-01 | Permanently Closed | 275 | Waste Oil
MIDDLETOWN | TOYOTA OF NEWPORT | 1133 WEST MAIN RD | UST-2642 | Commercials | 2 | 1981-07-01 | Permanently Closed | 550 | Motor Oil
MIDDLETOWN | VFW VETERANS OF FOREIGN WARS | 52 UNDERWOOD LN | UST-4145 | Commercials | 1 | 1984-10-09 | Permanently Closed | 99999 | Heating Oil No.2
MIDDLETOWN | VFW VETERANS OF FOREIGN WARS | 52 UNDERWOOD LN | UST-4145 | Commercials | 2 | 1984-10-09 | Permanently Closed | 99999 | Heating Oil No.2
MIDDLETOWN | VILLA ONE TWENTY | 120 MIANTONOMI AVE | UST-3416 | Commercials | 1 | 1985-04-01 | In Use | 2000 | Heating Oil No.2
MIDDLETOWN | WAGNER ESTATE | 49 INDIAN AVE | UST-4952 | Private Residence | 1 | null | Permanently Closed | 300 | Unknown | Single Walled
MIDDLETOWN | WALGREEN'S PHARMACY (PROPOSED) | 12 EAST MAIN RD | UST-16563 | Commercials | 1 | 1984-10-09 | Permanently Closed | 1000 | Gasoline
MIDDLETOWN | WALGREEN'S PHARMACY (PROPOSED) | 12 EAST MAIN RD | UST-16563 | Commercials | 2 | 1984-10-09 | Permanently Closed | 1000 | Gasoline
MIDDLETOWN | WALKER INTERIORS | 926 AQUIDNECK AVE | UST-18986 | Commercials | 1 | 1984-10-09 | Permanently Closed | 275 | Heating Oil No.2
MIDDLETOWN | WANUMETONOMY GOLF & COUNTRY CLUB, INC. | 152 BROWN'S LN | UST-2966 | Industrial | 1 | 1968-03-01 | Permanently Closed | 500 | Gasoline
MIDDLETOWN | WANUMETONOMY GOLF & COUNTRY CLUB, INC. | 152 BROWN'S LN | UST-2966 | Industrial | 2 | 1984-10-09 | Permanently Closed | 275 | Heating Oil No.2
MIDDLETOWN | WAVE AVENUE PUMPING STATION | WAVE AVE | UST-1003 | City/Town Government | 1 | 1968-04-01 | Permanently Closed | 1000 | Diesel
MIDDLETOWN | WILLIAM MEDEIROS RESIDENCE | 290 FOREST AVE | UST-4906 | Private Residence | 1 | null | Tank Not Found | 500 | Diesel
MIDDLETOWN | WINDMILL PARTNERS, LLC | 132 EAST MAIN RD | UST-4592 | Commercials | 1 | 1984-10-09 | Permanently Closed | 10000 | Heating Oil No.2
MIDDLETOWN | WINDMILL PARTNERS, LLC | 132 EAST MAIN RD | UST-4592 | Commercials | 2 | 1984-10-09 | Permanently Closed | 500 | Waste Oil
NARRAGANSETT | 385 OCEAN ROAD - RESIDENCE | 385 OCEAN RD | UST-4710 | Private Residence | 1 | 1984-10-09 | Permanently Closed | 2000 | Heating Oil No.2
NARRAGANSETT | 60 NORTH CLIFF DRIVE RESIDENCE | 60 NORTH CLIFF DR | UST-4890 | Private Residence | 1 | 1983-01-01 | Permanently Closed | 2000 | Heating Oil No.2 | Single Walled | 1983-01-01
NARRAGANSETT | A. VELLONE LANDSCAPE GARDENING CO., INC. | 13 CONTINENTAL ST | UST-1743 | Commercials | 1 | 1972-02-01 | Permanently Closed | 500 | Gasoline
NARRAGANSETT | A. VELLONE LANDSCAPE GARDENING CO., INC. | 13 CONTINENTAL ST | UST-1743 | Commercials | 2 | 1972-02-01 | Permanently Closed | 500 | Gasoline
NARRAGANSETT | ABC LOBSTER/J.L. SHELLFISH | 296 GREAT ISLAND RD | UST-18874 | Commercials | 1 | 1984-10-09 | Permanently Closed | 2000 | Diesel
NARRAGANSETT | ABC LOBSTER/J.L. SHELLFISH | 296 GREAT ISLAND RD | UST-18874 | Commercials | 2 | 1984-10-09 | Permanently Closed | 2000 | Gasoline
NARRAGANSETT | ABC LOBSTER/J.L. SHELLFISH | 296 GREAT ISLAND RD | UST-18874 | Commercials | 3 | 1984-10-09 | Permanently Closed | 2000 | Gasoline
NARRAGANSETT | ABC LOBSTER/J.L. SHELLFISH | 296 GREAT ISLAND RD | UST-18874 | Commercials | 4 | 1984-10-09 | Permanently Closed | 2000 | Gasoline
NARRAGANSETT | ALLEN RESIDENCE | 51 EARLES CT | UST-18878 | Private Residence | 1 | 1984-10-09 | Permanently Closed | 275 | Unknown
NARRAGANSETT | ANCHOR CHRISTIAN FELLOWSHIP | 32 AVICE ST | UST-2455 | Other | 1 | 1968-05-01 | In Use | 1000 | Heating Oil No.2
NARRAGANSETT | ATLANTIC EAST LIMITED | 151 OCEAN RD | UST-4749 | Multiple Residence | 1 | 1984-10-09 | Permanently Closed | 4000 | Heating Oil No.2 | Single Walled
NARRAGANSETT | AUNT CARRIE'S RESTAURANT | 1240 OCEAN RD | UST-4889 | Commercials | 1 | null | Permanently Closed | 500 | Gasoline
NARRAGANSETT | AUNT CARRIE'S RESTAURANT | 1240 OCEAN RD | UST-4889 | Commercials | 2 | null | Permanently Closed | 750 | Gasoline
NARRAGANSETT | BERNARD HODESS RESIDENCE | 225 SUNNYBROOK FARM RD | UST-18917 | Private Residence | 1 | 1984-10-09 | Permanently Closed | 1500 | Heating Oil No.2
NARRAGANSETT | BLUEBERRY COVE INN | 75 KINGSTOWN RD | UST-4134 | Commercials | 1 | 1984-10-09 | Permanently Closed | 3000 | Heating Oil No.2
NARRAGANSETT | CESINO (5 FAMILY) RESIDENTIAL PROPERTY | 185 OCEAN RD | UST-4005 | Commercials | 1 | 1984-10-09 | Permanently Closed | 1000 | Heating Oil No.2
NARRAGANSETT | CHRISTIAN BROTHERS CENTER | 635 OCEAN RD | UST-1810 | Other | 1 | 1959-04-01 | Permanently Closed | 10000 | Heating Oil No.4
NARRAGANSETT | CHRISTIAN BROTHERS CENTER | 635 OCEAN RD | UST-1810 | Other | 2 | 1959-04-01 | Permanently Closed | 1500 | Heating Oil No.2
NARRAGANSETT | CHRISTIAN BROTHERS CENTER | 635 OCEAN RD | UST-1810 | Other | 3 | 1984-10-09 | Permanently Closed | 500 | Gasoline
NARRAGANSETT | CONTINENTAL ARMS APARTMENTS | 5 CONTINENTAL ST | UST-4772 | Multiple Residence | 1 | 1984-10-09 | Permanently Closed | 2000 | Heating Oil No.2 | Single Walled
NARRAGANSETT | CUMBERLAND FARMS #3884 | 1141 BOSTON NECK RD | UST-4651 | Gasoline Station | 1 | 2015-03-28 | In Use | 8000 | Gasoline | Double Walled | 2015-04-20
NARRAGANSETT | CUMBERLAND FARMS #3884 | 1141 BOSTON NECK RD | UST-4651 | Gasoline Station | 2 | 2015-03-28 | In Use | 12000 | Gasoline | Double Walled | 2015-04-20
NARRAGANSETT | CUMBERLAND FARMS #3884 | 1141 BOSTON NECK RD | UST-4651 | Gasoline Station | 3 | 2015-03-28 | In Use | 12000 | Gasoline | Double Walled | 2015-04-20
NARRAGANSETT | CUMBERLAND FARMS #3884 | 1141 BOSTON NECK RD | UST-4651 | Gasoline Station | 4 | 2015-03-28 | In Use | 8000 | Diesel | Double Walled | 2015-04-20
NARRAGANSETT | CUMBERLAND FARMS, INC. #3811 | 865 POINT JUDITH RD | UST-745 | Gasoline Station | 1 | 1974-04-01 | Permanently Closed | 8000 | Gasoline
NARRAGANSETT | CUMBERLAND FARMS, INC. #3811 | 865 POINT JUDITH RD | UST-745 | Gasoline Station | 2 | 1996-05-01 | In Use | 8000 | Gasoline | Double Walled | 2020-05-21
NARRAGANSETT | CUMBERLAND FARMS, INC. #3811 | 865 POINT JUDITH RD | UST-745 | Gasoline Station | 3 | 1974-04-01 | Permanently Closed | 8000 | Gasoline
NARRAGANSETT | CUMBERLAND FARMS, INC. #3811 | 865 POINT JUDITH RD | UST-745 | Gasoline Station | 4 | 1996-05-01 | In Use | 8000 | Gasoline | Double Walled | 2020-05-21
NARRAGANSETT | CUMBERLAND FARMS, INC. #3811 | 865 POINT JUDITH RD | UST-745 | Gasoline Station | 5 | 1974-04-01 | Permanently Closed | 8000 | Gasoline
NARRAGANSETT | CUMBERLAND FARMS, INC. #3811 | 865 POINT JUDITH RD | UST-745 | Gasoline Station | 6 | 1996-05-01 | In Use | 8000 | Gasoline | Double Walled | 2020-05-21
NARRAGANSETT | DB MART #12 (FORMER) | 15 KINGSTOWN RD | UST-296 | Gasoline Station | 1 | 1976-03-01 | Permanently Closed | 10000 | Gasoline | Single Walled
NARRAGANSETT | DB MART #12 (FORMER) | 15 KINGSTOWN RD | UST-296 | Gasoline Station | 2 | 1976-03-01 | Permanently Closed | 10000 | Gasoline | Single Walled
NARRAGANSETT | DB MART #12 (FORMER) | 15 KINGSTOWN RD | UST-296 | Gasoline Station | 3 | 1976-03-01 | Permanently Closed | 10000 | Gasoline | Single Walled
NARRAGANSETT | DOUGLAS AND DENISE COUCHON | 730 BOSTON NECK RD | UST-3986 | Private Residence | 1 | 1984-10-09 | Permanently Closed | 3000 | Heating Oil No.2
NARRAGANSETT | ED TIMPSON & SONS, INC. | 96 ROSE HILL RD | UST-3027 | Commercials | 1 | 1984-04-01 | Permanently Closed | 2000 | Diesel
NARRAGANSETT | ED TIMPSON & SONS, INC. | 96 ROSE HILL RD | UST-3027 | Commercials | 2 | 1984-04-01 | Permanently Closed | 1000 | Gasoline
NARRAGANSETT | ELIZABETH G. HEY | 1 DELRAY DR | UST-3012 | Private Residence | 1 | 1971-03-01 | Permanently Closed | 2000 | Heating Oil No.2
NARRAGANSETT | FISHERMEN'S MEMORIAL STATE PARK | 1010 POINT JUDITH RD | UST-1493 | State Government | 1 | 1969-10-01 | Permanently Closed | 1000 | Heating Oil No.2
NARRAGANSETT | FISHERMEN'S MEMORIAL STATE PARK | 1010 POINT JUDITH RD | UST-1493 | State Government | 2 | 1984-10-09 | Permanently Closed | 2000 | Gasoline
NARRAGANSETT | FORT NATHANIEL GREEN | 990 OCEAN RD | UST-4281 | Federal Government | 1 | 1984-10-09 | Abandoned | 1000 | Gasoline
NARRAGANSETT | FORT NATHANIEL GREEN | 990 OCEAN RD | UST-4281 | Federal Government | 2 | 1984-10-09 | Abandoned | 1000 | Gasoline
NARRAGANSETT | FORT NATHANIEL GREENE - SOUTH RESERVATION | OCEAN (@ FISHERMAN'S MEMORIAL) RD | UST-4282 | Federal Government | 1 | 1984-10-09 | Tank Not Found | 5000 | Diesel
NARRAGANSETT | FORT NATHANIEL GREENE - SOUTH RESERVATION | OCEAN (@ FISHERMAN'S MEMORIAL) RD | UST-4282 | Federal Government | 2 | 1984-10-09 | Tank Not Found | 5000 | Diesel
NARRAGANSETT | FORT NATHANIEL GREENE- WEST RESERVATION | 1010 POINT JUDITH RD | UST-4284 | Federal Government | 1 | 1984-10-09 | Permanently Closed | 10500 | Diesel
NARRAGANSETT | FORT NATHANIEL GREENE- WEST RESERVATION | 1010 POINT JUDITH RD | UST-4284 | Federal Government | 2 | 1984-10-09 | Permanently Closed | 10500 | Diesel
NARRAGANSETT | FORT NATHANIEL GREENE- WEST RESERVATION | 1010 POINT JUDITH RD | UST-4284 | Federal Government | 3 | 1984-10-09 | Permanently Closed | 275 | Gasoline
NARRAGANSETT | FORT NATHANIEL GREENE- WEST RESERVATION | 1010 POINT JUDITH RD | UST-4284 | Federal Government | 4 | 1984-10-09 | Permanently Closed | 275 | Gasoline
NARRAGANSETT | FORTE NATHANIEL GREENE - EAST RESERVATION | 970 OLD POINT JUDITH / OCEAN RD | UST-1666 | Federal Government | 1 | 1977-03-01 | In Use | 2500 | Heating Oil No.2
NARRAGANSETT | FORTE NATHANIEL GREENE - EAST RESERVATION | 970 OLD POINT JUDITH / OCEAN RD | UST-1666 | Federal Government | 2 | 1984-10-09 | Permanently Closed | 720 | Heating Oil No.2
NARRAGANSETT | FORTE NATHANIEL GREENE - EAST RESERVATION | 970 OLD POINT JUDITH / OCEAN RD | UST-1666 | Federal Government | 3 | 1984-10-09 | Permanently Closed | 1000 | Gasoline
NARRAGANSETT | FORTE NATHANIEL GREENE - EAST RESERVATION | 970 OLD POINT JUDITH / OCEAN RD | UST-1666 | Federal Government | 4 | 1984-10-09 | Tank Not Found | 1000 | Gasoline
NARRAGANSETT | FRANK DIGIACOMO CONSTRUCTION COMPANY | 17 CONTINENTAL ST | UST-3242 | Commercials | 1 | 1979-09-01 | Permanently Closed | 1000 | Gasoline
NARRAGANSETT | FRANK DIGIACOMO CONSTRUCTION COMPANY | 17 CONTINENTAL ST | UST-3242 | Commercials | 2 | 1981-09-01 | Permanently Closed | 500 | Diesel
NARRAGANSETT | FRANK DIGIACOMO CONSTRUCTION COMPANY | 17 CONTINENTAL ST | UST-3242 | Commercials | 3 | 1982-09-01 | Permanently Closed | 500 | Diesel
NARRAGANSETT | FROST RESIDENCE | 165 BOSTON NECK RD | UST-4665 | Private Residence | 1 | 1984-10-09 | Permanently Closed | 1000 | Gasoline
NARRAGANSETT | GALILEE FUEL SERVICES | 270 GREAT ISLAND RD | UST-3190 | Commercials | 1 | 1980-03-01 | Permanently Closed | 10000 | Diesel | Single Walled
NARRAGANSETT | GALILEE FUEL SERVICES | 270 GREAT ISLAND RD | UST-3190 | Commercials | 2 | 1980-03-01 | Permanently Closed | 10000 | Diesel | Single Walled
NARRAGANSETT | GALILEE FUEL SERVICES | 270 GREAT ISLAND RD | UST-3190 | Commercials | 3 | 1980-03-01 | Permanently Closed | 10000 | Diesel | Single Walled
NARRAGANSETT | GALILEE FUEL SERVICES | 270 GREAT ISLAND RD | UST-3190 | Commercials | 4 | 2020-01-15 | In Use | 10000 | Diesel | Double Walled | 2020-01-29
NARRAGANSETT | GALILEE FUEL SERVICES | 270 GREAT ISLAND RD | UST-3190 | Commercials | 5 | 2020-01-15 | In Use | 10000 | Diesel | Double Walled | 2020-01-29
NARRAGANSETT | GILBANE RESIDENTIAL PROPERTY | 155 BOSTON NECK RD | UST-NR-9003 | Private Residence | 1 | null | Permanently Closed | 1000 | Heating Oil No.2
NARRAGANSETT | GREEN INN LANDING | 163 OCEAN RD | UST-15381 | Commercials | 1 | 1984-10-09 | Permanently Closed | 1000 | Gasoline
NARRAGANSETT | GRINNELL INN | 83 NARRAGANSETT AVE | UST-18921 | Commercials | 1 | 1984-10-09 | Permanently Closed | 550 | Heating Oil No.2
NARRAGANSETT | HANDRIGAN'S SEAFOOD | GALILEE STATE PIER | UST-18515 | State Government | 1 | 1984-10-09 | Permanently Closed | 4000 | Gasoline
NARRAGANSETT | HANDRIGAN'S SEAFOOD | GALILEE STATE PIER | UST-18515 | State Government | 2 | 1984-10-09 | Permanently Closed | 4000 | Gasoline
NARRAGANSETT | HANDRIGAN'S SEAFOOD | GALILEE STATE PIER | UST-18515 | State Government | 3 | 1984-10-09 | Permanently Closed | 4000 | Diesel
NARRAGANSETT | HANDRIGAN'S SEAFOOD | GALILEE STATE PIER | UST-18515 | State Government | 4 | 1984-10-09 | Permanently Closed | 4000 | Diesel
NARRAGANSETT | HUGO MAINELLI | WINDEMERE RD | UST-16415 | Farm | 1 | 1984-10-09 | Permanently Closed | 1000 | Gasoline
NARRAGANSETT | IRENE E. EMOND MARTIAL TRUST | 39 WILLOW AVE | UST-18662 | Private Residence | 1 | 1984-10-09 | Permanently Closed | 2000 | Heating Oil No.2
NARRAGANSETT | J. O. OTT, ESTATE OF | 290 OCEAN RD | UST-16938 | Private Residence | 1 | 1984-10-09 | Permanently Closed | 300 | Gasoline
NARRAGANSETT | J. O. OTT, ESTATE OF | 290 OCEAN RD | UST-16938 | Private Residence | 2 | 1984-10-09 | Permanently Closed | 1000 | Diesel
NARRAGANSETT | JAMES DURKIN RESIDENTIAL PROPERTY | 375 OCEAN RD | UST-4417 | Private Residence | 1 | 1984-10-09 | Permanently Closed | 3500 | Heating Oil No.2
NARRAGANSETT | JOHN J. CAREY | 100 NORTH CLIFF DR | UST-2482 | Private Residence | 1 | 1984-10-01 | Permanently Closed | 2000 | Heating Oil No.2
NARRAGANSETT | KOUSSA RENTAL PROPERTY | 1159 BOSTON NECK RD | UST-4136 | Private Residence | 1 | 1984-10-09 | Permanently Closed | 1000 | Gasoline
NARRAGANSETT | KOUSSA RENTAL PROPERTY | 1159 BOSTON NECK RD | UST-4136 | Private Residence | 2 | 1984-10-09 | Permanently Closed | 550 | Gasoline
NARRAGANSETT | KOUSSA RENTAL PROPERTY | 1159 BOSTON NECK RD | UST-4136 | Private Residence | 3 | 1984-10-09 | Permanently Closed | 550 | Gasoline
NARRAGANSETT | MARANDOLA RESIDENTIAL PROPERTY | 45 WILD FIELD RD | UST-3987 | Private Residence | 1 | 1984-10-09 | Permanently Closed | 1200 | Heating Oil No.2
NARRAGANSETT | MIDDLEBRIDGE MARINA | 95 MIDDLEBRIDGE RD | UST-976 | Commercials | 1 | 1970-04-01 | Permanently Closed | 1000 | Gasoline
NARRAGANSETT | MIDDLEBRIDGE MARINA | 95 MIDDLEBRIDGE RD | UST-976 | Commercials | 2 | 1970-04-01 | Permanently Closed | 1000 | Heating Oil No.2
NARRAGANSETT | MIDDLEBRIDGE MARINA | 95 MIDDLEBRIDGE RD | UST-976 | Commercials | 3 | 1984-10-09 | Permanently Closed | 1000 | Hazardous Substance
NARRAGANSETT | MONAHAN PROPERTY | 190 OCEAN RD | UST-19014 | Commercials | 1 | 1984-10-09 | Permanently Closed | 5000 | Heating Oil No.2
NARRAGANSETT | MONAHAN PROPERTY | 190 OCEAN RD | UST-19014 | Commercials | 2 | 1984-10-09 | Permanently Closed | 5000 | Heating Oil No.2
NARRAGANSETT | NARRAGANSETT COMMUNITY CENTER | 53 MUMFORD RD | UST-3567 | City/Town Government | 1 | 1975-12-01 | Permanently Closed | 1000 | Heating Oil No.2
NARRAGANSETT | NARRAGANSETT ELEMENTARY SCHOOL | 55 MUMFORD RD | UST-2436 | Education - Town | 1 | 1956-06-01 | Permanently Closed | 10000 | Heating Oil No.4
NARRAGANSETT | NARRAGANSETT ELEMENTARY SCHOOL | 55 MUMFORD RD | UST-2436 | Education - Town | 2 | 1974-06-01 | Permanently Closed | 5000 | Heating Oil No.2
NARRAGANSETT | NARRAGANSETT ELEMENTARY SCHOOL | 55 MUMFORD RD | UST-2436 | Education - Town | 3 | 1984-10-09 | Permanently Closed | 500 | Gasoline
NARRAGANSETT | NARRAGANSETT HIGHWAY GARAGE | AVICE ST | UST-73 | City/Town Government | 1 | 1975-02-01 | Permanently Closed | 10000 | Gasoline
NARRAGANSETT | NARRAGANSETT HIGHWAY GARAGE | AVICE ST | UST-73 | City/Town Government | 2 | 1977-02-01 | Permanently Closed | 5000 | Gasoline
NARRAGANSETT | NARRAGANSETT HIGHWAY GARAGE | AVICE ST | UST-73 | City/Town Government | 3 | 1979-02-01 | Permanently Closed | 1000 | Diesel
NARRAGANSETT | NARRAGANSETT KARATE STUDIO | 148 BOON ST | UST-16689 | Commercials | 1 | 1984-10-09 | Permanently Closed | 1000 | Heating Oil No.2
NARRAGANSETT | NARRAGANSETT MEDICAL BUILDING ASSOC. | KINGSTON RD | UST-18226 | Other | 1 | 1984-10-09 | Permanently Closed | 3000 | Other
NARRAGANSETT | NARRAGANSETT PIER LIBRARY | KINGSTOWN RD | UST-3566 | City/Town Government | 1 | 1976-10-01 | Permanently Closed | 1500 | Heating Oil No.2
NARRAGANSETT | NARRAGANSETT SHELL | 88 POINT JUDITH RD | UST-3817 | Gasoline Station | 1 | 1984-10-09 | Permanently Closed | 5000 | Heating Oil No.2
NARRAGANSETT | NARRAGANSETT SHELL | 88 POINT JUDITH RD | UST-3817 | Gasoline Station | 2 | 1997-10-21 | In Use | 12000 | Gasoline | Double Walled | 2021-11-16
NARRAGANSETT | NARRAGANSETT SHELL | 88 POINT JUDITH RD | UST-3817 | Gasoline Station | 3 | 1997-10-21 | In Use | 8000 | Gasoline | Double Walled | 2021-11-16
NARRAGANSETT | NARRAGANSETT SHELL | 88 POINT JUDITH RD | UST-3817 | Gasoline Station | 4 | 2021-11-02 | In Use | 4000 | Gasoline | Double Walled | 2021-11-16
NARRAGANSETT | NARRAGANSETT SHELL | 88 POINT JUDITH RD | UST-3817 | Gasoline Station | 5 | 2021-11-02 | In Use | 4000 | Diesel | Double Walled | 2021-11-16
NARRAGANSETT | NARRAGANSETT TOWN HALL | 25 FIFTH ST | UST-16297 | City/Town Government | 1 | 1984-10-09 | Permanently Closed | 2000 | Heating Oil No.2
NARRAGANSETT | NMFS NARRAGANSETT LABORATORY | 28 TARZWELL DR | UST-3426 | Federal Government | 1 | 1966-07-01 | Permanently Closed | 5000 | Heating Oil No.2
NARRAGANSETT | NONIS PROPRTY | 22 SUMMIT RD | UST-18869 | Other | 1 | 1984-10-09 | Permanently Closed | 500 | Unknown
NARRAGANSETT | NORTH END FIRE STATION | 1170 BOSTON NECK RD | UST-3564 | City/Town Government | 1 | 1976-09-01 | Permanently Closed | 1000 | Heating Oil No.2
NARRAGANSETT | OAKWOOD PRODUCTS COMPANY (FORMERLY) | 326 SOUTH PIER RD | UST-19247 | Commercials | 1 | 1984-10-09 | Permanently Closed | 500 | Gasoline
NARRAGANSETT | ORIAN ARCHAMBAULT | 14 HOLLYWOOD AVE | UST-16060 | Private Residence | 1 | 1984-10-09 | Permanently Closed | 2000 | Heating Oil No.2
NARRAGANSETT | OUIDAA STREET PUMP STATION | OUIDA ST | UST-16172 | City/Town Government | 1 | 1984-10-09 | Permanently Closed | 3000 | Diesel
NARRAGANSETT | OUR LADY OF PEACE RETREAT HOUSE | OCEAN RD | UST-2050 | Other | 1 | 1984-10-09 | Permanently Closed | 5000 | Heating Oil No.2
NARRAGANSETT | OUR LADY OF PEACE RETREAT HOUSE | OCEAN RD | UST-2050 | Other | 2 | 1984-10-09 | Permanently Closed | 1000 | Heating Oil No.2
NARRAGANSETT | OUR LADY OF PEACE RETREAT HOUSE | OCEAN RD | UST-2050 | Other | 3 | 1984-10-09 | Permanently Closed | 500 | Hazardous Substance
NARRAGANSETT | OUR LADY OF PEACE RETREAT HOUSE | OCEAN RD | UST-2050 | Other | 4 | 1984-10-09 | Permanently Closed | 500 | Gasoline
NARRAGANSETT | OUR LADY OF PEACE RETREAT HOUSE | OCEAN RD | UST-2050 | Other | 5 | 1984-10-09 | Permanently Closed | 500 | Gasoline
NARRAGANSETT | POINT JUDITH COUNTRY CLUB | 150 WINDEMERE RD | UST-16192 | Commercials | 1 | 1984-10-09 | Permanently Closed | 1000 | Gasoline
NARRAGANSETT | POINT JUDITH FISHERMEN'S COOP. ASSN,INC. | 270 GREAT ISLAND RD | UST-334 | Commercials | 1 | 1950-03-01 | Permanently Closed | 5000 | Diesel
NARRAGANSETT | POINT JUDITH FISHERMEN'S COOP. ASSN,INC. | 270 GREAT ISLAND RD | UST-334 | Commercials | 2 | 1950-03-01 | Permanently Closed | 5000 | Diesel
NARRAGANSETT | POINT JUDITH GARAGE (D.O.T) | ROUTE 108 POINT JUDITH RD | UST-1276 | State Government | 1 | 1984-10-09 | Permanently Closed | 3000 | Unknown
NARRAGANSETT | POINT JUDITH GARAGE (D.O.T) | ROUTE 108 POINT JUDITH RD | UST-1276 | State Government | 2 | 1980-05-01 | Permanently Closed | 5000 | Gasoline
NARRAGANSETT | POINT JUDITH GARAGE (D.O.T) | ROUTE 108 POINT JUDITH RD | UST-1276 | State Government | 3 | 1984-10-09 | Permanently Closed | 6000 | Diesel
NARRAGANSETT | RESIDENTIAL PROPERTY | 366 OCEAN RD | UST-4594 | Private Residence | 1 | 1984-10-09 | Permanently Closed | 2000 | Heating Oil No.4
NARRAGANSETT | RHODE ISLAND ATOMIC ENERGY COMMISSION | 16 REACTOR RD | UST-80 | State Government | 1 | 1965-01-01 | In Use | 5000 | Heating Oil No.2
NARRAGANSETT | RI ARMY NAT'L GUARD/CAMP VARNUM | COMORANT POINT RD | UST-1468 | State Government | 1 | 1970-09-01 | Permanently Closed | 2000 | Diesel
NARRAGANSETT | RI ARMY NAT'L GUARD/CAMP VARNUM | COMORANT POINT RD | UST-1468 | State Government | 2 | 1970-09-01 | Permanently Closed | 2000 | Gasoline
NARRAGANSETT | RIDOT SALT STORAGE @ DILLON'S ROTARY | KINGSTOWN RD | UST-4700 | State Government | 1 | 1984-10-09 | Permanently Closed | 1000 | Unknown | Single Walled
NARRAGANSETT | ROBERT AND MARGARET LEESON | 4 HAZARD AVE | UST-2299 | Private Residence | 1 | 1984-05-01 | Permanently Closed | 2000 | Heating Oil No.2
NARRAGANSETT | ROSLYN GABRILOWITZ RESIDENTIAL PROPERTY | 124 OLD BOSTON NECK RD | UST-4216 | Private Residence | 1 | 1984-10-09 | In Use | 1500 | Heating Oil No.2
NARRAGANSETT | SALTY ACRES | 933 POINT JUDITH RD | UST-3822 | State Government | 1 | 1984-10-09 | Permanently Closed | 2000 | Heating Oil No.2
NARRAGANSETT | SALTY BRINE BEACH | GREAT ISLAND RD | UST-4312 | State Government | 1 | 1984-10-09 | Permanently Closed | 2500 | Gasoline
NARRAGANSETT | SALTY BRINE BEACH | GREAT ISLAND RD | UST-4312 | State Government | 2 | 1984-10-09 | Permanently Closed | 2500 | Gasoline
NARRAGANSETT | SALTY BRINE BEACH | GREAT ISLAND RD | UST-4312 | State Government | 3 | 1984-10-09 | Permanently Closed | 2500 | Gasoline
NARRAGANSETT | SCARBOROUGH WASTEWATER TREATMENT | 1000 OCEAN RD | UST-16179 | City/Town Government | 1 | 1984-10-09 | Permanently Closed | 1000 | Diesel
NARRAGANSETT | SEASIDE REALTY | 145 BOON ST | UST-4492 | Commercials | 1 | 1984-10-09 | Permanently Closed | 1000 | Heating Oil No.2
NARRAGANSETT | SHELL COLBEA ENTERPRISES, LLC | 1015 BOSTON NECK RD | UST-440 | Gasoline Station | 1 | 1991-10-01 | In Use | 10000 | Gasoline | Double Walled | 2005-10-10
NARRAGANSETT | SHELL COLBEA ENTERPRISES, LLC | 1015 BOSTON NECK RD | UST-440 | Gasoline Station | 2 | 1984-10-09 | Permanently Closed | 5000 | Gasoline
NARRAGANSETT | SHELL COLBEA ENTERPRISES, LLC | 1015 BOSTON NECK RD | UST-440 | Gasoline Station | 3 | 1991-10-01 | In Use | 10000 | Diesel | Double Walled | 2010-07-22
NARRAGANSETT | SHELL COLBEA ENTERPRISES, LLC | 1015 BOSTON NECK RD | UST-440 | Gasoline Station | 4 | 1984-10-09 | Permanently Closed | 5000 | Gasoline | Double Walled
NARRAGANSETT | SHELL COLBEA ENTERPRISES, LLC | 1015 BOSTON NECK RD | UST-440 | Gasoline Station | 5 | 1991-10-01 | In Use | 10000 | Gasoline | Double Walled | 2005-10-10
NARRAGANSETT | SHELL COLBEA ENTERPRISES, LLC | 1015 BOSTON NECK RD | UST-440 | Gasoline Station | 6 | 1984-10-09 | Permanently Closed | 5000 | Gasoline
NARRAGANSETT | SHELL COLBEA ENTERPRISES, LLC | 1015 BOSTON NECK RD | UST-440 | Gasoline Station | 7 | 1984-10-09 | Permanently Closed | 5000 | Gasoline
NARRAGANSETT | SHELL COLBEA ENTERPRISES, LLC | 1015 BOSTON NECK RD | UST-440 | Gasoline Station | 8 | 1972-04-01 | Permanently Closed | 5000 | Gasoline
NARRAGANSETT | SHELL COLBEA ENTERPRISES, LLC | 1015 BOSTON NECK RD | UST-440 | Gasoline Station | 9 | 1984-10-09 | Permanently Closed | 1000 | Heating Oil No.2
NARRAGANSETT | SHELL COLBEA ENTERPRISES, LLC | 1015 BOSTON NECK RD | UST-440 | Gasoline Station | 10 | 1984-10-09 | Permanently Closed | 550 | Waste Oil
NARRAGANSETT | SHELL COLBEA ENTERPRISES, LLC | 1015 BOSTON NECK RD | UST-440 | Gasoline Station | 11 | 1991-10-01 | Permanently Closed | 1000 | Heating Oil No.2 | Double Walled
NARRAGANSETT | SHELL COLBEA ENTERPRISES, LLC | 1015 BOSTON NECK RD | UST-440 | Gasoline Station | 12 | 1991-10-01 | Permanently Closed | 550 | Waste Oil | Double Walled
NARRAGANSETT | SINCLAIR (RESIDENCE) | 191 BOSTON NECK RD | UST-15677 | Private Residence | 1 | 1959-04-01 | Permanently Closed | 2000 | Heating Oil No.2
NARRAGANSETT | SINCLAIR (RESIDENCE) | 191 BOSTON NECK RD | UST-15677 | Private Residence | 2 | 1984-10-09 | Permanently Closed | 2000 | Heating Oil No.2 | Single Walled
NARRAGANSETT | SINGLE FAMILY RESIDENCE | 85 SAND HILL COVE RD | UST-4423 | Private Residence | 1 | 1984-10-09 | Permanently Closed | 2000 | Heating Oil No.2
NARRAGANSETT | SINGLE FAMILY RESIDENCE | 268 BONNET POINT RD | UST-4427 | Private Residence | 1 | 1984-10-09 | Permanently Closed | 3000 | Heating Oil No.2
NARRAGANSETT | SOUTH COUNTY MEDICAL BUILDING | 350 KINGSTOWN RD | UST-3023 | Other | 1 | 1984-10-09 | Permanently Closed | 250 | Heating Oil No.2
NARRAGANSETT | SOUTH COUNTY MEDICAL BUILDING | 350 KINGSTOWN RD | UST-3023 | Other | 2 | 1984-10-09 | Permanently Closed | 250 | Heating Oil No.2
NARRAGANSETT | SOUTH COUNTY MEDICAL BUILDING | 350 KINGSTOWN RD | UST-3023 | Other | 3 | 1984-10-09 | Permanently Closed | 250 | Heating Oil No.2
NARRAGANSETT | SOUTH COUNTY MEDICAL BUILDING | 350 KINGSTOWN RD | UST-3023 | Other | 4 | 1984-10-09 | Permanently Closed | 250 | Heating Oil No.2
NARRAGANSETT | SOUTH COUNTY MEDICAL BUILDING | 350 KINGSTOWN RD | UST-3023 | Other | 5 | 1984-10-09 | Permanently Closed | 250 | Heating Oil No.2
NARRAGANSETT | SOUTH COUNTY MEDICAL BUILDING | 350 KINGSTOWN RD | UST-3023 | Other | 6 | 1984-10-09 | Permanently Closed | 250 | Heating Oil No.2
NARRAGANSETT | SOUTH COUNTY MEDICAL BUILDING | 350 KINGSTOWN RD | UST-3023 | Other | 7 | 1984-10-09 | Permanently Closed | 250 | Heating Oil No.2
NARRAGANSETT | SOUTH COUNTY MEDICAL BUILDING | 350 KINGSTOWN RD | UST-3023 | Other | 8 | 1984-10-09 | Permanently Closed | 250 | Heating Oil No.2
NARRAGANSETT | SOUTH KINGSTOWN WWTF | 275 WESTMORELAND ST | UST-1452 | City/Town Government | 1 | 1976-09-01 | Permanently Closed | 5070 | Diesel
NARRAGANSETT | SOUTH KINGSTOWN WWTF | 275 WESTMORELAND ST | UST-1452 | City/Town Government | 2 | 1976-09-01 | Permanently Closed | 30030 | Heating Oil No.2
NARRAGANSETT | SOUTH WINDS APARTMENTS | 29 SOUTH PIER RD | UST-3359 | Commercials | 1 | 1979-09-01 | Permanently Closed | 550 | Diesel
NARRAGANSETT | ST. MARY'S CHURCH BY THE SEA | 50 COFFEY AVE | UST-15992 | Other | 1 | 1984-10-09 | Permanently Closed | 2000 | Heating Oil No.2
NARRAGANSETT | ST. PETER'S BY THE SEA | 72 CENTRAL ST | UST-4497 | Commercials | 1 | 1984-10-09 | Permanently Closed | 1000 | Heating Oil No.2
NARRAGANSETT | ST. PETER'S BY THE SEA | 72 CENTRAL ST | UST-4497 | Commercials | 2 | 1984-10-09 | Permanently Closed | 1000 | Heating Oil No.2
NARRAGANSETT | STARR RESIDENCE | 11 EXETER BLVD | UST-18879 | Private Residence | 1 | 1984-10-09 | Permanently Closed | 550 | Unknown
NARRAGANSETT | STATE PIER 5 (AKA MONAHAN'S DOCK) | OCEAN RD | UST-17305 | State Government | 1 | 1984-10-09 | Permanently Closed | 15000 | Unknown
NARRAGANSETT | STOP AND SHOP FUELING FACILITY STORE #718 | 66 POINT JUDITH RD | UST-1016 | Gasoline Station | 1 | 1984-04-01 | Permanently Closed | 550 | Heating Oil No.2
NARRAGANSETT | STOP AND SHOP FUELING FACILITY STORE #718 | 66 POINT JUDITH RD | UST-1016 | Gasoline Station | 2 | 1984-04-01 | Permanently Closed | 6000 | Diesel | Single Walled
NARRAGANSETT | STOP AND SHOP FUELING FACILITY STORE #718 | 66 POINT JUDITH RD | UST-1016 | Gasoline Station | 3 | 1984-04-01 | Permanently Closed | 6000 | Gasoline | Single Walled
NARRAGANSETT | STOP AND SHOP FUELING FACILITY STORE #718 | 66 POINT JUDITH RD | UST-1016 | Gasoline Station | 4 | 1984-04-01 | Permanently Closed | 10000 | Gasoline | Single Walled
NARRAGANSETT | STOP AND SHOP FUELING FACILITY STORE #718 | 66 POINT JUDITH RD | UST-1016 | Gasoline Station | 5 | 1984-04-01 | Permanently Closed | 12000 | Gasoline | Single Walled
NARRAGANSETT | STOP AND SHOP FUELING FACILITY STORE #718 | 66 POINT JUDITH RD | UST-1016 | Gasoline Station | 6 | 2012-08-08 | In Use | 10000 | Gasoline | Double Walled | 2012-08-08
NARRAGANSETT | STOP AND SHOP FUELING FACILITY STORE #718 | 66 POINT JUDITH RD | UST-1016 | Gasoline Station | 7 | 2012-08-08 | In Use | 30000 | Gasoline | Double Walled | 2012-08-08
NARRAGANSETT | TAYLOR'S GARAGE | 118 NARRAGANSETT AVE | UST-655 | Gasoline Station | 1 | 1959-03-01 | Permanently Closed | 4000 | Gasoline
NARRAGANSETT | TAYLOR'S GARAGE | 118 NARRAGANSETT AVE | UST-655 | Gasoline Station | 2 | 1989-03-01 | Permanently Closed | 8000 | Gasoline | Single Walled
NARRAGANSETT | TAYLOR'S GARAGE | 118 NARRAGANSETT AVE | UST-655 | Gasoline Station | 3 | 1959-03-01 | Permanently Closed | 3000 | Gasoline
NARRAGANSETT | TAYLOR'S GARAGE | 118 NARRAGANSETT AVE | UST-655 | Gasoline Station | 4 | 1989-03-01 | Permanently Closed | 8000 | Gasoline | Single Walled
NARRAGANSETT | TAYLOR'S GARAGE | 118 NARRAGANSETT AVE | UST-655 | Gasoline Station | 5 | 1959-03-01 | Permanently Closed | 3000 | Gasoline
NARRAGANSETT | TAYLOR'S GARAGE | 118 NARRAGANSETT AVE | UST-655 | Gasoline Station | 6 | 1959-03-01 | Permanently Closed | 2000 | Gasoline
NARRAGANSETT | TAYLOR'S GARAGE | 118 NARRAGANSETT AVE | UST-655 | Gasoline Station | 7 | 1959-03-01 | Permanently Closed | 550 | Waste Oil
NARRAGANSETT | TAYLOR'S GARAGE | 118 NARRAGANSETT AVE | UST-655 | Gasoline Station | 8 | 1959-03-01 | Permanently Closed | 550 | Heating Oil No.2
NARRAGANSETT | THE DUNES CLUB | 111 BOSTON NECK RD | UST-4096 | Commercials | 1 | 1984-10-09 | Permanently Closed | 500 | Heating Oil No.2
NARRAGANSETT | THE DUNES CLUB | 111 BOSTON NECK RD | UST-4096 | Commercials | 2 | 1984-10-09 | Permanently Closed | 500 | Heating Oil No.2
NARRAGANSETT | THE DUNES CLUB | 111 BOSTON NECK RD | UST-4096 | Commercials | 3 | 1984-10-09 | Permanently Closed | 500 | Heating Oil No.2
NARRAGANSETT | THE DUNES CLUB | 111 BOSTON NECK RD | UST-4096 | Commercials | 4 | 1984-10-09 | Permanently Closed | 500 | Heating Oil No.2
NARRAGANSETT | TOWN OF NARRAGANSETT - BONNET SHORES PUMP STATION | 124 ALLAGASH TRL | UST-16176 | City/Town Government | 1 | 1984-10-09 | Permanently Closed | 1000 | Diesel
NARRAGANSETT | TOWN OF NARRAGANSETT - SPRAGUE PUMP STATION | 316 BOSTON NECK RD | UST-16167 | City/Town Government | 1 | 1984-10-09 | Permanently Closed | 1000 | Diesel
NARRAGANSETT | TOWN OF NARRAGANSETT FIRE DEPARTMENT | 900 POINT JUDITH RD | UST-3565 | City/Town Government | 1 | 1976-09-01 | Permanently Closed | 1000 | Heating Oil No.2
NARRAGANSETT | U.S. E.P.A., ATLANTIC ECOLOGY DIVISION | 27 TARZWELL DR | UST-1971 | Federal Government | 1 | 1977-08-01 | Permanently Closed | 1500 | Heating Oil No.2
NARRAGANSETT | U.S. E.P.A., ATLANTIC ECOLOGY DIVISION | 27 TARZWELL DR | UST-1971 | Federal Government | 2 | 1977-08-01 | Permanently Closed | 1000 | Heating Oil No.2
NARRAGANSETT | U.S. E.P.A., ATLANTIC ECOLOGY DIVISION | 27 TARZWELL DR | UST-1971 | Federal Government | 3 | 1963-08-01 | Permanently Closed | 12000 | Heating Oil No.2
NARRAGANSETT | U.S. E.P.A., ATLANTIC ECOLOGY DIVISION | 27 TARZWELL DR | UST-1971 | Federal Government | 4 | 1963-05-01 | Permanently Closed | 1000 | Heating Oil No.2
NARRAGANSETT | U.S. E.P.A., ATLANTIC ECOLOGY DIVISION | 27 TARZWELL DR | UST-1971 | Federal Government | 5 | 1977-08-01 | Permanently Closed | 1000 | Heating Oil No.2
NARRAGANSETT | U.S. E.P.A., ATLANTIC ECOLOGY DIVISION | 27 TARZWELL DR | UST-1971 | Federal Government | 6 | 1987-03-01 | Permanently Closed | 15000 | Heating Oil No.2 | Double Walled
NARRAGANSETT | U.S. E.P.A., ATLANTIC ECOLOGY DIVISION | 27 TARZWELL DR | UST-1971 | Federal Government | 7 | 1984-10-09 | Permanently Closed | 1000 | Diesel | Double Walled
NARRAGANSETT | U.S. E.P.A., ATLANTIC ECOLOGY DIVISION | 27 TARZWELL DR | UST-1971 | Federal Government | 8 | 1990-04-20 | Permanently Closed | 2500 | Heating Oil No.2 | Double Walled
NARRAGANSETT | U.S. E.P.A., ATLANTIC ECOLOGY DIVISION | 27 TARZWELL DR | UST-1971 | Federal Government | 9 | 1990-04-20 | Permanently Closed | 1000 | Heating Oil No.2 | Double Walled
NARRAGANSETT | U.S.P.S. | EXCHANGE PL | UST-2216 | Federal Government | 1 | 1984-10-09 | Permanently Closed | 3000 | Heating Oil No.2
NARRAGANSETT | UNIVERSITY OF RHODE ISLAND - BAY CAMPUS | 215 SOUTH FERRY RD | UST-3044 | Education State | 1 | 1959-04-01 | Permanently Closed | 1000 | Heating Oil No.2
NARRAGANSETT | UNIVERSITY OF RHODE ISLAND - BAY CAMPUS | 215 SOUTH FERRY RD | UST-3044 | Education State | 2 | 1959-04-01 | Permanently Closed | 1000 | Heating Oil No.2
NARRAGANSETT | UNIVERSITY OF RHODE ISLAND - BAY CAMPUS | 215 SOUTH FERRY RD | UST-3044 | Education State | 3 | 1932-04-01 | Permanently Closed | 1000 | Heating Oil No.2
NARRAGANSETT | UNIVERSITY OF RHODE ISLAND - BAY CAMPUS | 215 SOUTH FERRY RD | UST-3044 | Education State | 4 | 1982-04-01 | Permanently Closed | 1000 | Diesel
NARRAGANSETT | UNIVERSITY OF RHODE ISLAND - BAY CAMPUS | 215 SOUTH FERRY RD | UST-3044 | Education State | 5 | 1976-04-01 | Permanently Closed | 1000 | Hazardous Substance
NARRAGANSETT | UNIVERSITY OF RHODE ISLAND - BAY CAMPUS | 215 SOUTH FERRY RD | UST-3044 | Education State | 6 | 1967-04-01 | Permanently Closed | 4000 | Gasoline
NARRAGANSETT | URI-NARR. BAY CAMPUS/NUCLEAR SCIENCE CTR | SOUTH FERRY RD | UST-17014 | Education State | 1 | 1984-10-09 | Permanently Closed | 5000 | Heating Oil No.2
NARRAGANSETT | USCG STATION POINT JUDITH | 1460 OCEAN RD | UST-1797 | Federal Government | 1 | 1951-09-01 | Permanently Closed | 1000 | Heating Oil No.2
NARRAGANSETT | USCG STATION POINT JUDITH | 1460 OCEAN RD | UST-1797 | Federal Government | 2 | 1984-10-09 | Permanently Closed | 1500 | Heating Oil No.2
NARRAGANSETT | USCG STATION POINT JUDITH | 1460 OCEAN RD | UST-1797 | Federal Government | 3 | 1984-10-09 | Permanently Closed | 2000 | Heating Oil No.2
NARRAGANSETT | WARD BARRY RESIDENCE | 76 HIGHLAND AVE | UST-2389 | Private Residence | 1 | 1971-05-01 | Permanently Closed | 2000 | Heating Oil No.2 | Single Walled
NARRAGANSETT | WASHINGTON TRUST (SWEET MEADOW INN) | 20 POINT JUDITH RD | UST-15619 | Commercials | 1 | 1984-10-09 | Permanently Closed | 2000 | Heating Oil No.2
NARRAGANSETT | WESTLAKES GARAGE | 707 POINT JUDITH RD | UST-505 | Gasoline Station | 1 | 1984-10-09 | Permanently Closed | 5000 | Gasoline
NARRAGANSETT | WESTLAKES GARAGE | 707 POINT JUDITH RD | UST-505 | Gasoline Station | 2 | 1984-10-09 | Permanently Closed | 4000 | Gasoline
NARRAGANSETT | WESTLAKES GARAGE | 707 POINT JUDITH RD | UST-505 | Gasoline Station | 3 | 1984-10-09 | Permanently Closed | 4000 | Gasoline
NARRAGANSETT | WESTLAKES GARAGE | 707 POINT JUDITH RD | UST-505 | Gasoline Station | 4 | 1984-10-09 | Permanently Closed | 3000 | Gasoline
NARRAGANSETT | WESTLAKES GARAGE | 707 POINT JUDITH RD | UST-505 | Gasoline Station | 5 | 1984-10-09 | Permanently Closed | 4000 | Gasoline
NARRAGANSETT | WESTLAKES GARAGE | 707 POINT JUDITH RD | UST-505 | Gasoline Station | 6 | 1984-10-09 | Permanently Closed | 2000 | Heating Oil No.2
NARRAGANSETT | WESTLAKES GARAGE | 707 POINT JUDITH RD | UST-505 | Gasoline Station | 7 | 1984-10-09 | Permanently Closed | 500 | Other
NARRAGANSETT | WESTLAKES GARAGE | 707 POINT JUDITH RD | UST-505 | Gasoline Station | 8 | 1984-10-09 | Permanently Closed | 2500 | Gasoline
NARRAGANSETT | WESTLAKES GARAGE | 707 POINT JUDITH RD | UST-505 | Gasoline Station | 9 | 2004-05-12 | In Use | 12000 | Gasoline | Double Walled
NARRAGANSETT | WESTLAKES GARAGE | 707 POINT JUDITH RD | UST-505 | Gasoline Station | 10 | 2004-05-12 | In Use | 8000 | Gasoline | Double Walled
NARRAGANSETT | WESTLAKES GARAGE | 707 POINT JUDITH RD | UST-505 | Gasoline Station | 11 | 2004-05-12 | In Use | 8000 | Diesel | Double Walled
NARRAGANSETT | WILLIAM & MICHAELA GARDNER | 9 WANDSWORTH | UST-18232 | Commercials | 1 | 1984-10-09 | Permanently Closed | 1000 | Gasoline
NEW SHOREHAM | BALLARDS INN | 42 WATER ST | UST-1185 | Commercials | 1 | 1979-05-01 | Permanently Closed | 5000 | Heating Oil No.2
NEW SHOREHAM | BLOCK ISLAND POWER COMPANY | 100 OCEAN AVE | UST-47 | Industrial | 1 | 1960-12-01 | Permanently Closed | 10000 | Gasoline
NEW SHOREHAM | BLOCK ISLAND POWER COMPANY | 100 OCEAN AVE | UST-47 | Industrial | 2 | 1960-12-01 | Permanently Closed | 10000 | Gasoline
NEW SHOREHAM | BLOCK ISLAND POWER COMPANY | 100 OCEAN AVE | UST-47 | Industrial | 3 | 1960-12-01 | Permanently Closed | 10000 | Gasoline
NEW SHOREHAM | BLOCK ISLAND POWER COMPANY | 100 OCEAN AVE | UST-47 | Industrial | 4 | 1960-12-01 | Permanently Closed | 10000 | Diesel
NEW SHOREHAM | BLOCK ISLAND POWER COMPANY | 100 OCEAN AVE | UST-47 | Industrial | 5 | 1960-12-01 | Permanently Closed | 10000 | Diesel
NEW SHOREHAM | BLOCK ISLAND POWER COMPANY | 100 OCEAN AVE | UST-47 | Industrial | 6 | 1960-12-01 | Permanently Closed | 20000 | Diesel | Single Walled
NEW SHOREHAM | BLOCK ISLAND POWER COMPANY | 100 OCEAN AVE | UST-47 | Industrial | 7 | 1960-12-01 | Permanently Closed | 20000 | Heating Oil No.2 | Single Walled
NEW SHOREHAM | BLOCK ISLAND POWER COMPANY | 100 OCEAN AVE | UST-47 | Industrial | 8 | 1960-12-01 | Permanently Closed | 20000 | Diesel | Single Walled
NEW SHOREHAM | BLOCK ISLAND POWER COMPANY | 100 OCEAN AVE | UST-47 | Industrial | 9 | 1960-12-01 | Permanently Closed | 20000 | Diesel | Single Walled
NEW SHOREHAM | BLOCK ISLAND POWER COMPANY | 100 OCEAN AVE | UST-47 | Industrial | 10 | 1960-12-01 | Permanently Closed | 20000 | Diesel | Single Walled
NEW SHOREHAM | BLOCK ISLAND POWER COMPANY | 100 OCEAN AVE | UST-47 | Industrial | 11 | 1967-12-01 | Permanently Closed | 10000 | Gasoline
NEW SHOREHAM | BLOCK ISLAND POWER COMPANY | 100 OCEAN AVE | UST-47 | Industrial | 12 | 1967-12-01 | Permanently Closed | 10000 | Heating Oil No.2
NEW SHOREHAM | BLOCK ISLAND POWER COMPANY | 100 OCEAN AVE | UST-47 | Industrial | 13 | 1967-12-01 | Permanently Closed | 10000 | Heating Oil No.2
NEW SHOREHAM | BLOCK ISLAND POWER COMPANY | 100 OCEAN AVE | UST-47 | Industrial | 14 | 1967-12-01 | Permanently Closed | 10000 | Heating Oil No.2
NEW SHOREHAM | BLOCK ISLAND POWER COMPANY | 100 OCEAN AVE | UST-47 | Industrial | 15 | 1967-12-01 | Permanently Closed | 10000 | Heating Oil No.2
NEW SHOREHAM | BLOCK ISLAND POWER COMPANY | 100 OCEAN AVE | UST-47 | Industrial | 16 | 1967-12-01 | Permanently Closed | 10000 | Heating Oil No.2
NEW SHOREHAM | BLOCK ISLAND POWER COMPANY | 100 OCEAN AVE | UST-47 | Industrial | 17 | 1967-12-01 | Permanently Closed | 10000 | Heating Oil No.2
NEW SHOREHAM | BLOCK ISLAND POWER COMPANY | 100 OCEAN AVE | UST-47 | Industrial | 18 | 1967-12-01 | Permanently Closed | 10000 | Heating Oil No.2
NEW SHOREHAM | BLOCK ISLAND POWER COMPANY | 100 OCEAN AVE | UST-47 | Industrial | 19 | 1967-12-01 | Permanently Closed | 10000 | Heating Oil No.2
NEW SHOREHAM | BLOCK ISLAND POWER COMPANY | 100 OCEAN AVE | UST-47 | Industrial | 20 | 1967-12-01 | Permanently Closed | 10000 | Heating Oil No.2
NEW SHOREHAM | BLOCK ISLAND POWER COMPANY | 100 OCEAN AVE | UST-47 | Industrial | 21 | 1969-12-01 | Permanently Closed | 15000 | Heating Oil No.2
NEW SHOREHAM | BLOCK ISLAND POWER COMPANY | 100 OCEAN AVE | UST-47 | Industrial | 22 | 1969-12-01 | Permanently Closed | 15000 | Heating Oil No.2
NEW SHOREHAM | BLOCK ISLAND POWER COMPANY | 100 OCEAN AVE | UST-47 | Industrial | 23 | 1969-12-01 | Permanently Closed | 15000 | Heating Oil No.2
NEW SHOREHAM | BLOCK ISLAND POWER COMPANY | 100 OCEAN AVE | UST-47 | Industrial | 24 | 1969-12-01 | Permanently Closed | 15000 | Heating Oil No.2
NEW SHOREHAM | BLOCK ISLAND POWER COMPANY | 100 OCEAN AVE | UST-47 | Industrial | 25 | 1969-12-01 | Permanently Closed | 15000 | Heating Oil No.2
NEW SHOREHAM | BLOCK ISLAND POWER COMPANY | 100 OCEAN AVE | UST-47 | Industrial | 26 | 1969-12-01 | Permanently Closed | 15000 | Heating Oil No.2
NEW SHOREHAM | BLOCK ISLAND POWER COMPANY | 100 OCEAN AVE | UST-47 | Industrial | 27 | 1969-12-01 | Permanently Closed | 15000 | Heating Oil No.2
NEW SHOREHAM | BLOCK ISLAND POWER COMPANY | 100 OCEAN AVE | UST-47 | Industrial | 28 | 1969-12-01 | Permanently Closed | 15000 | Heating Oil No.2
NEW SHOREHAM | BLOCK ISLAND POWER COMPANY | 100 OCEAN AVE | UST-47 | Industrial | 29 | 1969-12-01 | Permanently Closed | 15000 | Heating Oil No.2
NEW SHOREHAM | BLOCK ISLAND POWER COMPANY | 100 OCEAN AVE | UST-47 | Industrial | 30 | 1969-12-01 | Permanently Closed | 15000 | Diesel
NEW SHOREHAM | BLOCK ISLAND POWER COMPANY | 100 OCEAN AVE | UST-47 | Industrial | 31 | 1969-12-01 | Permanently Closed | 15000 | Diesel
NEW SHOREHAM | BLOCK ISLAND POWER COMPANY | 100 OCEAN AVE | UST-47 | Industrial | 32 | 1969-12-01 | Permanently Closed | 15000 | Diesel
NEW SHOREHAM | BLOCK ISLAND POWER COMPANY | 100 OCEAN AVE | UST-47 | Industrial | 33 | 1973-12-01 | Permanently Closed | 10000 | Heating Oil No.2
NEW SHOREHAM | BLOCK ISLAND POWER COMPANY | 100 OCEAN AVE | UST-47 | Industrial | 34 | 1973-12-01 | Permanently Closed | 10000 | Heating Oil No.2
NEW SHOREHAM | BLOCK ISLAND POWER COMPANY | 100 OCEAN AVE | UST-47 | Industrial | 35 | 1973-12-01 | Permanently Closed | 10000 | Heating Oil No.2
NEW SHOREHAM | BLOCK ISLAND POWER COMPANY | 100 OCEAN AVE | UST-47 | Industrial | 36 | 1973-12-01 | Permanently Closed | 10000 | Heating Oil No.2
NEW SHOREHAM | BLOCK ISLAND POWER COMPANY | 100 OCEAN AVE | UST-47 | Industrial | 37 | 1973-12-01 | Permanently Closed | 10000 | Heating Oil No.2
NEW SHOREHAM | BLOCK ISLAND POWER COMPANY | 100 OCEAN AVE | UST-47 | Industrial | 38 | 1973-12-01 | Permanently Closed | 10000 | Heating Oil No.2
NEW SHOREHAM | BLOCK ISLAND POWER COMPANY | 100 OCEAN AVE | UST-47 | Industrial | 39 | 1973-12-01 | Permanently Closed | 10000 | Heating Oil No.2
NEW SHOREHAM | BLOCK ISLAND POWER COMPANY | 100 OCEAN AVE | UST-47 | Industrial | 40 | 1973-12-01 | Permanently Closed | 10000 | Heating Oil No.2
NEW SHOREHAM | BLOCK ISLAND POWER COMPANY | 100 OCEAN AVE | UST-47 | Industrial | 41 | 1973-12-01 | Permanently Closed | 10000 | Heating Oil No.2
NEW SHOREHAM | BLOCK ISLAND POWER COMPANY | 100 OCEAN AVE | UST-47 | Industrial | 42 | 1973-12-01 | Permanently Closed | 10000 | Heating Oil No.2
NEW SHOREHAM | BLOCK ISLAND POWER COMPANY | 100 OCEAN AVE | UST-47 | Industrial | 43 | 1973-12-01 | Permanently Closed | 10000 | Heating Oil No.2
NEW SHOREHAM | BLOCK ISLAND POWER COMPANY | 100 OCEAN AVE | UST-47 | Industrial | 44 | 1973-12-01 | Permanently Closed | 10000 | Heating Oil No.2
NEW SHOREHAM | BLOCK ISLAND POWER COMPANY | 100 OCEAN AVE | UST-47 | Industrial | 45 | 1973-12-01 | Permanently Closed | 20000 | Heating Oil No.2
NEW SHOREHAM | BLOCK ISLAND POWER COMPANY | 100 OCEAN AVE | UST-47 | Industrial | 46 | 1973-12-01 | Permanently Closed | 20000 | Heating Oil No.2
NEW SHOREHAM | BLOCK ISLAND POWER COMPANY | 100 OCEAN AVE | UST-47 | Industrial | 47 | 1973-12-01 | Permanently Closed | 20000 | Heating Oil No.2
NEW SHOREHAM | BLOCK ISLAND POWER COMPANY | 100 OCEAN AVE | UST-47 | Industrial | 48 | 1973-12-01 | Permanently Closed | 20000 | Heating Oil No.2
NEW SHOREHAM | BLOCK ISLAND POWER COMPANY | 100 OCEAN AVE | UST-47 | Industrial | 49 | 1971-12-01 | Permanently Closed | 5000 | Heating Oil No.2
NEW SHOREHAM | BLOCK ISLAND POWER COMPANY | 100 OCEAN AVE | UST-47 | Industrial | 50 | 1974-12-01 | Permanently Closed | 10000 | Diesel
NEW SHOREHAM | BLOCK ISLAND POWER COMPANY | 100 OCEAN AVE | UST-47 | Industrial | 51 | 1974-12-01 | Permanently Closed | 10000 | Diesel
NEW SHOREHAM | BLOCK ISLAND POWER COMPANY | 100 OCEAN AVE | UST-47 | Industrial | 52 | 1959-12-01 | Permanently Closed | 1000 | Heating Oil No.2
NEW SHOREHAM | BLOCK ISLAND POWER COMPANY | 100 OCEAN AVE | UST-47 | Industrial | 53 | 1959-12-01 | Permanently Closed | 1000 | Heating Oil No.2
NEW SHOREHAM | BLOCK ISLAND POWER COMPANY | 100 OCEAN AVE | UST-47 | Industrial | 54 | 1959-12-01 | Permanently Closed | 1000 | Heating Oil No.2
NEW SHOREHAM | BLOCK ISLAND POWER COMPANY | 100 OCEAN AVE | UST-47 | Industrial | 55 | 1959-12-01 | Permanently Closed | 1000 | Gasoline
NEW SHOREHAM | BLOCK ISLAND POWER COMPANY | 100 OCEAN AVE | UST-47 | Industrial | 56 | 1959-12-01 | Permanently Closed | 1000 | Heating Oil No.2
NEW SHOREHAM | BLOCK ISLAND POWER COMPANY | 100 OCEAN AVE | UST-47 | Industrial | 57 | 1959-12-01 | Permanently Closed | 1000 | Heating Oil No.2
NEW SHOREHAM | BLOCK ISLAND POWER COMPANY | 100 OCEAN AVE | UST-47 | Industrial | 58 | 1959-12-01 | Permanently Closed | 1000 | Heating Oil No.2
NEW SHOREHAM | BLOCK ISLAND POWER COMPANY | 100 OCEAN AVE | UST-47 | Industrial | 59 | 1980-12-01 | Permanently Closed | 1000 | Heating Oil No.2
NEW SHOREHAM | BLOCK ISLAND POWER COMPANY | 100 OCEAN AVE | UST-47 | Industrial | 60 | 1959-12-01 | Permanently Closed | 275 | Heating Oil No.2
NEW SHOREHAM | BLOCK ISLAND POWER COMPANY | 100 OCEAN AVE | UST-47 | Industrial | 61 | 1959-12-01 | Permanently Closed | 275 | Heating Oil No.2
NEW SHOREHAM | BLOCK ISLAND POWER COMPANY | 100 OCEAN AVE | UST-47 | Industrial | 62 | 1959-12-01 | Permanently Closed | 275 | Heating Oil No.2
NEW SHOREHAM | BLOCK ISLAND POWER COMPANY | 100 OCEAN AVE | UST-47 | Industrial | 63 | 1959-12-01 | Permanently Closed | 500 | Heating Oil No.2
NEW SHOREHAM | BLOCK ISLAND POWER COMPANY | 100 OCEAN AVE | UST-47 | Industrial | 64 | 1959-12-01 | Permanently Closed | 2000 | Heating Oil No.2
NEW SHOREHAM | BLOCK ISLAND POWER COMPANY | 100 OCEAN AVE | UST-47 | Industrial | 65 | 1959-12-01 | Permanently Closed | 2000 | Heating Oil No.2
NEW SHOREHAM | BLOCK ISLAND POWER COMPANY | 100 OCEAN AVE | UST-47 | Industrial | 66 | 1959-12-01 | Permanently Closed | 2000 | Diesel
NEW SHOREHAM | BLOCK ISLAND POWER COMPANY | 100 OCEAN AVE | UST-47 | Industrial | 67 | 1959-12-01 | Permanently Closed | 2000 | Gasoline
NEW SHOREHAM | BLOCK ISLAND SCHOOL | HIGH ST | UST-2815 | Education - Town | 1 | 1933-09-01 | Permanently Closed | 1000 | Heating Oil No.2
NEW SHOREHAM | BLOCK ISLAND SCHOOL | HIGH ST | UST-2815 | Education - Town | 2 | 1989-04-01 | Permanently Closed | 3000 | Heating Oil No.2
NEW SHOREHAM | BLOCK ISLAND STATE AIRPORT | CENTER RD | UST-464 | State Government | 1 | 1963-04-01 | Permanently Closed | 1500 | Heating Oil No.2
NEW SHOREHAM | BLOCK ISLAND STATE AIRPORT | CENTER RD | UST-464 | State Government | 2 | 1974-04-01 | Permanently Closed | 500 | Heating Oil No.2
NEW SHOREHAM | BLOCK ISLAND STATE AIRPORT | CENTER RD | UST-464 | State Government | 4 | 1984-10-09 | Permanently Closed | 275 | Heating Oil No.2
NEW SHOREHAM | BLOCK ISLAND STATE GARAGE FACILITY | OCEAN AVE | UST-4039 | State Government | 1 | 1984-10-09 | Permanently Closed | 275 | Gasoline
NEW SHOREHAM | CHAMPLIN'S HOTEL, MARINA AND RESORT | WEST SIDE RD | UST-1186 | Gasoline Station | 1 | 1979-06-01 | Permanently Closed | 10000 | Diesel
NEW SHOREHAM | CHAMPLIN'S HOTEL, MARINA AND RESORT | WEST SIDE RD | UST-1186 | Gasoline Station | 2 | 1979-06-01 | Permanently Closed | 10000 | Diesel
NEW SHOREHAM | CHAMPLIN'S HOTEL, MARINA AND RESORT | WEST SIDE RD | UST-1186 | Gasoline Station | 3 | 1979-06-01 | Permanently Closed | 10000 | Diesel
NEW SHOREHAM | CHAMPLIN'S HOTEL, MARINA AND RESORT | WEST SIDE RD | UST-1186 | Gasoline Station | 4 | 1979-06-01 | Permanently Closed | 10000 | Gasoline
NEW SHOREHAM | CHAMPLIN'S HOTEL, MARINA AND RESORT | WEST SIDE RD | UST-1186 | Gasoline Station | 5 | 1979-06-01 | Permanently Closed | 10000 | Gasoline
NEW SHOREHAM | CHAMPLIN'S HOTEL, MARINA AND RESORT | WEST SIDE RD | UST-1186 | Gasoline Station | 6 | 1997-06-11 | In Use | 10000 | Gasoline | Double Walled | 2021-04-12
NEW SHOREHAM | CHAMPLIN'S HOTEL, MARINA AND RESORT | WEST SIDE RD | UST-1186 | Gasoline Station | 7 | 1997-06-11 | In Use | 10000 | Gasoline | Double Walled | 2021-04-12
NEW SHOREHAM | CHAMPLIN'S HOTEL, MARINA AND RESORT | WEST SIDE RD | UST-1186 | Gasoline Station | 8 | 1997-06-11 | In Use | 12000 | Diesel | Double Walled | 1997-10-20
NEW SHOREHAM | CHAMPLIN'S HOTEL, MARINA AND RESORT | WEST SIDE RD | UST-1186 | Gasoline Station | 9 | 1997-06-11 | In Use | 12000 | Diesel | Double Walled | 2021-04-12
NEW SHOREHAM | ISLAND SERVICES, INC. | OCEAN AVE | UST-243 | Gasoline Station | 1 | 1961-03-01 | Permanently Closed | 2000 | Gasoline
NEW SHOREHAM | ISLAND SERVICES, INC. | OCEAN AVE | UST-243 | Gasoline Station | 2 | 1961-03-01 | Permanently Closed | 2000 | Gasoline
NEW SHOREHAM | ISLAND SERVICES, INC. | OCEAN AVE | UST-243 | Gasoline Station | 3 | 1961-03-01 | Permanently Closed | 2000 | Diesel
NEW SHOREHAM | ISLAND SERVICES, INC. | OCEAN AVE | UST-243 | Gasoline Station | 4 | 1961-03-01 | Permanently Closed | 2000 | Diesel
NEW SHOREHAM | M & C ASSOCIATES, INC. | OCEAN AVE | UST-721 | Gasoline Station | 1 | 1981-07-01 | Permanently Closed | 4000 | Heating Oil No.2
NEW SHOREHAM | M & C ASSOCIATES, INC. | OCEAN AVE | UST-721 | Gasoline Station | 2 | 1982-07-01 | Permanently Closed | 4000 | Heating Oil No.2
NEW SHOREHAM | M & C ASSOCIATES, INC. | OCEAN AVE | UST-721 | Gasoline Station | 3 | 1982-07-01 | Permanently Closed | 4000 | Heating Oil No.2
NEW SHOREHAM | M & C ASSOCIATES, INC. | OCEAN AVE | UST-721 | Gasoline Station | 4 | 1982-07-01 | Permanently Closed | 4000 | Gasoline
NEW SHOREHAM | M & C ASSOCIATES, INC. | OCEAN AVE | UST-721 | Gasoline Station | 5 | 1977-07-01 | Permanently Closed | 1000 | Diesel
NEW SHOREHAM | M & C ASSOCIATES, LLC | 596 CORN NECK RD | UST-720 | Gasoline Station | 1 | 1984-04-01 | Permanently Closed | 10000 | Gasoline
NEW SHOREHAM | M & C ASSOCIATES, LLC | 596 CORN NECK RD | UST-720 | Gasoline Station | 2 | 1984-04-01 | Permanently Closed | 10000 | Gasoline
NEW SHOREHAM | M & C ASSOCIATES, LLC | 596 CORN NECK RD | UST-720 | Gasoline Station | 3 | 1962-04-01 | Permanently Closed | 2000 | Gasoline
NEW SHOREHAM | M & C ASSOCIATES, LLC | 596 CORN NECK RD | UST-720 | Gasoline Station | 4 | 1962-04-01 | Permanently Closed | 2000 | Gasoline
NEW SHOREHAM | M & C ASSOCIATES, LLC | 596 CORN NECK RD | UST-720 | Gasoline Station | 5 | 1962-04-01 | Permanently Closed | 2000 | Gasoline
NEW SHOREHAM | M & C ASSOCIATES, LLC | 596 CORN NECK RD | UST-720 | Gasoline Station | 6 | 1962-04-01 | Permanently Closed | 2000 | Gasoline
NEW SHOREHAM | M & C ASSOCIATES, LLC | 596 CORN NECK RD | UST-720 | Gasoline Station | 7 | 1997-06-02 | In Use | 500 | Diesel | Double Walled | 1997-05-31
NEW SHOREHAM | M & C ASSOCIATES, LLC | 596 CORN NECK RD | UST-720 | Gasoline Station | 8 | 1997-06-01 | Temporarily Closed | 500 | Heating Oil No.2 | Double Walled | 1997-05-31
NEW SHOREHAM | M & C ASSOCIATES, LLC | 596 CORN NECK RD | UST-720 | Gasoline Station | 9 | 1997-06-02 | In Use | 10000 | Gasoline | Double Walled | 1997-05-31
NEW SHOREHAM | M & C ASSOCIATES, LLC | 596 CORN NECK RD | UST-720 | Gasoline Station | 10 | 1997-06-02 | In Use | 10000 | Gasoline | Double Walled | 1997-05-31
NEW SHOREHAM | MCDEVITT PROPERTY | 455 OCEAN AVE | UST-NR-9004 | Private Residence | 1 | null | Permanently Closed | 275 | Heating Oil No.2
NEW SHOREHAM | MCDEVITT PROPERTY | 455 OCEAN AVE | UST-NR-9004 | Private Residence | 2 | null | Permanently Closed | 500 | Heating Oil No.2
NEW SHOREHAM | NARRAGANSETT INN | 31 WEST SIDE RD | UST-4835 | Commercials | 1 | null | Permanently Closed | 500 | Heating Oil No.2 | Single Walled
NEW SHOREHAM | NEW ENGLAND TELEPHONE COMPANY | OLD TOWN RD | UST-2146 | Commercials | 1 | 1955-04-01 | Permanently Closed | 500 | Heating Oil No.2
NEW SHOREHAM | NEW ENGLAND TELEPHONE COMPANY | OLD TOWN RD | UST-2146 | Commercials | 2 | 1971-04-01 | Permanently Closed | 350 | Diesel
NEW SHOREHAM | NEW ENGLAND TELEPHONE COMPANY | OLD TOWN RD | UST-2146 | Commercials | 3 | 1984-10-09 | Permanently Closed | 110 | Gasoline
NEW SHOREHAM | NEW SHOREHAM WASTEWATER TRTMT. FACILITY | HIGH ST | UST-17009 | City/Town Government | 1 | 1984-10-09 | Permanently Closed | 4000 | Heating Oil No.2
NEW SHOREHAM | NEW SHOREHAM WASTEWATER TRTMT. FACILITY | HIGH ST | UST-17009 | City/Town Government | 2 | 1984-10-09 | Permanently Closed | 20000 | Diesel
NEW SHOREHAM | NEW SHOREHAM WASTEWATER TRTMT. FACILITY | HIGH ST | UST-17009 | City/Town Government | 3 | 1984-10-09 | Permanently Closed | 20000 | Diesel
NEW SHOREHAM | OAR RESTAURANT | 221 JOBS HILL RD | UST-4836 | Commercials | 1 | null | Permanently Closed | 500 | Heating Oil No.2 | Single Walled
NEW SHOREHAM | PENNINGTON SPRAGUE CO. INC., THE | 833 OCEAN AVE | UST-569 | Commercials | 1 | 1940-04-01 | Permanently Closed | 12000 | Heating Oil No.2
NEW SHOREHAM | PENNINGTON SPRAGUE CO. INC., THE | 833 OCEAN AVE | UST-569 | Commercials | 2 | 1955-04-01 | Permanently Closed | 5000 | Heating Oil No.2
NEW SHOREHAM | PENNINGTON SPRAGUE CO. INC., THE | 833 OCEAN AVE | UST-569 | Commercials | 3 | 1955-04-01 | Permanently Closed | 5000 | Heating Oil No.2
NEW SHOREHAM | PENNINGTON SPRAGUE CO. INC., THE | 833 OCEAN AVE | UST-569 | Commercials | 4 | 1955-04-01 | Permanently Closed | 5000 | Diesel
NEW SHOREHAM | PENNINGTON SPRAGUE CO. INC., THE | 833 OCEAN AVE | UST-569 | Commercials | 5 | 1955-04-01 | Permanently Closed | 5000 | Heating Oil No.2
NEW SHOREHAM | PENNINGTON SPRAGUE CO. INC., THE | 833 OCEAN AVE | UST-569 | Commercials | 6 | 1965-04-01 | Permanently Closed | 5000 | Heating Oil No.2
NEW SHOREHAM | PENNINGTON SPRAGUE CO. INC., THE | 833 OCEAN AVE | UST-569 | Commercials | 7 | 1965-04-01 | Permanently Closed | 5000 | Heating Oil No.2
NEW SHOREHAM | PENNINGTON SPRAGUE CO. INC., THE | 833 OCEAN AVE | UST-569 | Commercials | 8 | 1965-04-01 | Permanently Closed | 5000 | Heating Oil No.2
NEW SHOREHAM | PENNINGTON SPRAGUE CO. INC., THE | 833 OCEAN AVE | UST-569 | Commercials | 9 | 1965-04-01 | Permanently Closed | 5000 | Heating Oil No.2
NEW SHOREHAM | PENNINGTON SPRAGUE CO. INC., THE | 833 OCEAN AVE | UST-569 | Commercials | 10 | 1955-04-01 | Permanently Closed | 3000 | Gasoline
NEW SHOREHAM | PENNINGTON SPRAGUE CO. INC., THE | 833 OCEAN AVE | UST-569 | Commercials | 11 | 1955-04-01 | Permanently Closed | 3000 | Gasoline
NEW SHOREHAM | PENNINGTON SPRAGUE CO. INC., THE | 833 OCEAN AVE | UST-569 | Commercials | 12 | 1940-04-01 | Permanently Closed | 6000 | Kerosene
NEW SHOREHAM | PENNINGTON SPRAGUE CO. INC., THE | 833 OCEAN AVE | UST-569 | Commercials | 13 | 1940-04-01 | Permanently Closed | 6000 | Kerosene
NEW SHOREHAM | SOUTHEAST LIGHTHOUSE | SPRING ST | UST-16461 | State Government | 1 | 1984-10-09 | Permanently Closed | 1000 | Heating Oil No.2
NEW SHOREHAM | U.S.P.S. | OCEAN AVE | UST-2204 | Federal Government | 1 | 1962-12-01 | Permanently Closed | 500 | Heating Oil No.2
NEW SHOREHAM | USCG STATION BLOCK ISLAND | P.O. BOX 160 | UST-1800 | Federal Government | 1 | 1983-02-01 | Permanently Closed | 4000 | Diesel
NEW SHOREHAM | USCG STATION BLOCK ISLAND | P.O. BOX 160 | UST-1800 | Federal Government | 2 | 1984-10-09 | Permanently Closed | 1000 | Diesel
NEW SHOREHAM | USCG STATION BLOCK ISLAND | P.O. BOX 160 | UST-1800 | Federal Government | 3 | 1984-10-09 | Permanently Closed | 1000 | Diesel
NEW SHOREHAM | USCG STATION BLOCK ISLAND | P.O. BOX 160 | UST-1800 | Federal Government | 4 | 1984-10-09 | Permanently Closed | 1000 | Heating Oil No.2
NEWPORT | 1-STOP BUILDING SUPPLY CENTER | 236 CONNELL HWY | UST-2265 | Commercials | 1 | 1977-04-01 | Permanently Closed | 2000 | Heating Oil No.2
NEWPORT | 169 BROADWAY ASSOCIATES | 169 BROADWAY | UST-16389 | Commercials | 1 | 1984-10-09 | Permanently Closed | 1000 | Heating Oil No.2
NEWPORT | 33 RHODE ISLAND AVE | 33 RHODE ISLAND AVE | UST-5058 | Farm | 1 | null | Permanently Closed | 2000 | Heating Oil No.2 | Single Walled
NEWPORT | 400 BELLEVUE CONDOMINUM ASSOCIATES | 401 BELLEVUE AVE | UST-19303 | Multiple Residence | 1 | 1984-10-09 | Permanently Closed | 10000 | Heating Oil No.2
NEWPORT | 459 BELLEVUE AVENUE RESIDENCE | 459 BELLEVUE AVE | UST-4823 | Private Residence | 1 | null | Permanently Closed | 1500 | Heating Oil No.2
NEWPORT | 595 THAMES STREET | 595 THAMES ST | UST-4725 | Commercials | 1 | 1984-10-09 | Permanently Closed | 500 | Gasoline | Single Walled
NEWPORT | 7-ELEVEN - 23880 | 29 MEMORIAL BLVD | UST-1481 | Gasoline Station | 1 | 1982-09-01 | Permanently Closed | 10000 | Gasoline | Single Walled
NEWPORT | 7-ELEVEN - 23880 | 29 MEMORIAL BLVD | UST-1481 | Gasoline Station | 2 | 1982-09-01 | Permanently Closed | 10000 | Gasoline | Single Walled
NEWPORT | 7-ELEVEN - 23880 | 29 MEMORIAL BLVD | UST-1481 | Gasoline Station | 3 | 1982-09-01 | Permanently Closed | 10000 | Gasoline | Single Walled
NEWPORT | A & P SUPERMARKET | 250 BELLEVUE AVE | UST-16599 | Commercials | 1 | 1984-10-09 | Permanently Closed | 1000 | Heating Oil No.2
NEWPORT | ALAN NEALE | 28 GREENOUGH PL | UST-18789 | Private Residence | 1 | 1984-10-09 | Permanently Closed | 1000 | Unknown
NEWPORT | ALAN NEALE | 28 GREENOUGH PL | UST-18789 | Private Residence | 2 | 1984-10-09 | Permanently Closed | 1000 | Unknown
NEWPORT | ALAN NEALE | 28 GREENOUGH PL | UST-18789 | Private Residence | 3 | 1984-10-09 | Permanently Closed | 1000 | Gasoline
NEWPORT | APARTMENT COMPLEX | 20 BERKELEY AVE | UST-18245 | Commercials | 1 | 1961-05-01 | Permanently Closed | 1000 | Heating Oil No.2
NEWPORT | ARNOLD CONSTRUCTION | 21 TEWS CT | UST-4430 | Commercials | 1 | 1984-10-09 | Permanently Closed | 1000 | Gasoline
NEWPORT | AUDRAIN BLDG. | 230 BELLEVUE AVE | UST-2477 | Commercials | 1 | 1958-04-01 | Permanently Closed | 1000 | Heating Oil No.2
NEWPORT | BANK OF NEW ENGLAND/OLD COLONY | 8 WASHINGTON SQ | UST-2219 | Other | 1 | 1978-09-01 | Permanently Closed | 2000 | Heating Oil No.2
NEWPORT | BANKNEWPORT | 10 WASHINGTON SQ | UST-4882 | Commercials | 1 | null | Permanently Closed | 1000 | Unknown | Single Walled
NEWPORT | BANNISTER'S WHARF MARINA | 1 BANNISTERS WHARF | UST-70 | Commercials | 1 | 1984-02-01 | Permanently Closed | 3000 | Diesel | Single Walled
NEWPORT | BANNISTER'S WHARF MARINA | 1 BANNISTERS WHARF | UST-70 | Commercials | 2 | 1984-02-01 | Permanently Closed | 3000 | Diesel | Single Walled
NEWPORT | BANNISTER'S WHARF MARINA | 1 BANNISTERS WHARF | UST-70 | Commercials | 3 | 1984-02-01 | Permanently Closed | 3000 | Gasoline | Single Walled
NEWPORT | BANNISTER'S WHARF MARINA | 1 BANNISTERS WHARF | UST-70 | Commercials | 4 | 2018-04-05 | In Use | 3000 | Diesel | Double Walled | 2018-03-27
NEWPORT | BANNISTER'S WHARF MARINA | 1 BANNISTERS WHARF | UST-70 | Commercials | 5 | 2018-04-05 | In Use | 3000 | Diesel | Double Walled | 2018-03-27
NEWPORT | BANNISTER'S WHARF MARINA | 1 BANNISTERS WHARF | UST-70 | Commercials | 6 | 2018-04-05 | In Use | 3000 | Gasoline | Double Walled | 2018-03-27
NEWPORT | BARRY PONTIAC | 166 CONNELL HWY | UST-1967 | Commercials | 1 | 1968-05-01 | Permanently Closed | 4000 | Motor Oil
NEWPORT | BARRY PONTIAC | 166 CONNELL HWY | UST-1967 | Commercials | 2 | 1968-05-01 | Permanently Closed | 3000 | Gasoline
NEWPORT | BARRY PONTIAC | 166 CONNELL HWY | UST-1967 | Commercials | 3 | 1968-05-01 | Permanently Closed | 3000 | Other
NEWPORT | BARRY PONTIAC | 166 CONNELL HWY | UST-1967 | Commercials | 4 | 1968-05-01 | Permanently Closed | 2000 | Other
NEWPORT | BARRY PONTIAC | 166 CONNELL HWY | UST-1967 | Commercials | 5 | 1984-10-09 | Permanently Closed | 1000 | Waste Oil
NEWPORT | BAYSIDE VILLAGE | 143 THIRD ST | UST-2134 | Commercials | 1 | 1972-05-01 | Permanently Closed | 5000 | Heating Oil No.2
NEWPORT | BAYSIDE VILLAGE | 143 THIRD ST | UST-2134 | Commercials | 2 | 1972-05-01 | Permanently Closed | 5000 | Heating Oil No.2
NEWPORT | BAYSIDE VILLAGE | 143 THIRD ST | UST-2134 | Commercials | 3 | 1972-05-01 | Permanently Closed | 5000 | Heating Oil No.2
NEWPORT | BEACHMOUND | 729 BELLEVUE AVE | UST-63 | Commercials | 1 | 1984-10-09 | Permanently Closed | 3000 | Heating Oil No.2
NEWPORT | BEACON ROCK - PRIVATE RESIDENCE | 147 HARRISON AVE | UST-5042 | Private Residence | 1 | null | Permanently Closed | 5000 | Heating Oil No.2
NEWPORT | BEECHWOOD MUSEUM RESIDENTIAL ANNEX | 570 BELLEVUE AVE | UST-4567 | Private Residence | 1 | 1984-10-09 | Permanently Closed | 500 | Gasoline
NEWPORT | BELLEVUE CENTER | 130 BELLEVUE AVE | UST-19008 | Commercials | 1 | 1984-10-09 | Permanently Closed | 0 | Other
NEWPORT | BELLEVUE CENTER | 130 BELLEVUE AVE | UST-19008 | Commercials | 2 | 1984-10-09 | Permanently Closed | 0 | Other
NEWPORT | BELLEVUE MANOR (BED AND BREAKFAST) | 10 BELLEVUE AVE | UST-18199 | Commercials | 1 | 1984-10-09 | Permanently Closed | 1000 | Heating Oil No.2
NEWPORT | BOLUSKY BLDG. (BEN'S FURN. CO.) | 166 THAMES ST | UST-2658 | Commercials | 1 | 1984-10-09 | Permanently Closed | 1000 | Heating Oil No.2
NEWPORT | BOWLER REALTY, INC. | CONNELL HWY | UST-28 | Commercials | 1 | 1984-10-09 | Permanently Closed | 4000 | Gasoline
NEWPORT | BOWLER REALTY, INC. | CONNELL HWY | UST-28 | Commercials | 2 | 1984-10-09 | Permanently Closed | 4000 | Diesel
NEWPORT | BOYS & GIRLS CLUB | 95 CHURCH ST | UST-18620 | Other | 1 | 1984-10-09 | Permanently Closed | 2000 | Heating Oil No.2
NEWPORT | BRENTON POINT STATE PARK | OCEAN AVE | UST-1494 | State Government | 1 | 1984-10-09 | Permanently Closed | 1000 | Heating Oil No.2
NEWPORT | BRIDGE CITGO | 58 VAN ZANDT AVE&CONNELL HWY | UST-503 | Gasoline Station | 1 | 1979-04-01 | Permanently Closed | 6000 | Gasoline
NEWPORT | BRIDGE CITGO | 58 VAN ZANDT AVE&CONNELL HWY | UST-503 | Gasoline Station | 2 | 1979-04-01 | Permanently Closed | 9200 | Gasoline
NEWPORT | BRIDGE CITGO | 58 VAN ZANDT AVE&CONNELL HWY | UST-503 | Gasoline Station | 3 | 1979-04-01 | Permanently Closed | 10000 | Gasoline
NEWPORT | BRIDGE CITGO | 58 VAN ZANDT AVE&CONNELL HWY | UST-503 | Gasoline Station | 4 | 1984-10-09 | Permanently Closed | 5000 | Diesel
NEWPORT | BRIDGE CITGO | 58 VAN ZANDT AVE&CONNELL HWY | UST-503 | Gasoline Station | 5 | 1984-10-09 | Permanently Closed | 5000 | Kerosene
NEWPORT | BROADWAY AUTO REPAIR | 311 BROADWAY | UST-255 | Gasoline Station | 1 | 1978-03-01 | Permanently Closed | 5000 | Gasoline
NEWPORT | BROADWAY AUTO REPAIR | 311 BROADWAY | UST-255 | Gasoline Station | 2 | 1978-03-01 | Permanently Closed | 4000 | Gasoline
NEWPORT | BROADWAY AUTO REPAIR | 311 BROADWAY | UST-255 | Gasoline Station | 3 | 1984-10-09 | Permanently Closed | 500 | Gasoline
NEWPORT | BROADWAY AUTO REPAIR | 311 BROADWAY | UST-255 | Gasoline Station | 4 | 1984-10-09 | Permanently Closed | 250 | Heating Oil No.2
NEWPORT | BROADWAY AUTO REPAIR | 311 BROADWAY | UST-255 | Gasoline Station | 5 | 1984-10-09 | Permanently Closed | 250 | Waste Oil
NEWPORT | BROADWAY AUTO REPAIR | 311 BROADWAY | UST-255 | Gasoline Station | 6 | 1984-10-09 | Permanently Closed | 2000 | Gasoline
NEWPORT | BROADWAY AUTO REPAIR | 311 BROADWAY | UST-255 | Gasoline Station | 7 | 1984-10-09 | Permanently Closed | 1000 | Gasoline
NEWPORT | BROWN & HOWARD WHARF COMPANY | BROWN & HOWARD WHARF | UST-1982 | Commercials | 1 | 1984-10-09 | Permanently Closed | 1000 | Gasoline
NEWPORT | BULK TRUCK & EQUIPMENT COMPANY | 12 BRINLEY ST | UST-421 | Commercials | 1 | 1984-10-09 | Permanently Closed | 500 | Gasoline
NEWPORT | CARNEY & FITZGERALD | CONNELL HWY | UST-15031 | Private Residence | 1 | 1984-10-09 | Permanently Closed | 1000 | Gasoline
NEWPORT | CASTLE HILL INN | OCEAN DR | UST-18157 | Commercials | 1 | 1984-10-09 | Permanently Closed | 1000 | Heating Oil No.2
NEWPORT | CHAMP SOLEIL (PRIVATE ESTATE) | 601 BELLEVUE AVE | UST-3017 | Private Residence | 1 | 1973-05-01 | Permanently Closed | 2000 | Heating Oil No.2
NEWPORT | CHANLER HOTEL | 117 MEMORIAL BLVD | UST-19164 | Commercials | 1 | 1984-10-09 | Permanently Closed | 1000 | Heating Oil No.2
NEWPORT | CHARLES FIVE AND DIME | 94 WILLIAM ST | UST-17363 | Commercials | 1 | 1984-10-09 | Permanently Closed | 550 | Heating Oil No.2
NEWPORT | CHARLES T. CUDLIP | HOPEDENE CLIFF AVE | UST-3013 | Private Residence | 1 | 1984-10-09 | In Use | 1250 | Heating Oil No.2
NEWPORT | CHEPSTOW | NARRAGANSETT AVE | UST-15630 | Other | 1 | 1984-10-09 | Permanently Closed | 500 | Gasoline
NEWPORT | CITY AUTO BODY | 11 BRIDGE ST | UST-15594 | Gasoline Station | 1 | 1984-10-09 | Permanently Closed | 5000 | Gasoline
NEWPORT | CITY AUTO BODY | 11 BRIDGE ST | UST-15594 | Gasoline Station | 2 | 1984-10-09 | Permanently Closed | 4000 | Gasoline
NEWPORT | CITY AUTO BODY | 11 BRIDGE ST | UST-15594 | Gasoline Station | 3 | 1984-10-09 | Permanently Closed | 2500 | Gasoline
NEWPORT | CITY OF NEWPORT | WASHINGTON ST | UST-15691 | City/Town Government | 1 | 1984-10-09 | Permanently Closed | 800 | Heating Oil No.2
NEWPORT | CITY OF NEWPORT MICRO STRAINER | WELLINGTON AVE | UST-602 | City/Town Government | 1 | 1977-04-01 | Permanently Closed | 3000 | Heating Oil No.2
NEWPORT | CITY OF NEWPORT MICRO STRAINER | WELLINGTON AVE | UST-602 | City/Town Government | 2 | 1977-04-01 | Permanently Closed | 3000 | Diesel | Single Walled
NEWPORT | CITY OF NEWPORT MICRO STRAINER | WELLINGTON AVE | UST-602 | City/Town Government | 3 | 1984-10-09 | Permanently Closed | 3000 | Diesel
NEWPORT | CLARETON COURT | BELLVUE AVE | UST-2883 | Private Residence | 1 | 1988-10-01 | In Use | 2000 | Heating Oil No.2
NEWPORT | CLARETON COURT | BELLVUE AVE | UST-2883 | Private Residence | 2 | 1984-10-09 | Permanently Closed | 2000 | Heating Oil No.2
NEWPORT | CLAUDETTE NUNES | 436 THAMES ST | UST-15420 | Commercials | 1 | 1984-10-09 | Permanently Closed | 550 | Kerosene
NEWPORT | CLAUDETTE NUNES | 436 THAMES ST | UST-15420 | Commercials | 2 | 1984-10-09 | Permanently Closed | 550 | Kerosene
NEWPORT | CLAUDETTE NUNES | 436 THAMES ST | UST-15420 | Commercials | 3 | 1984-10-09 | Permanently Closed | 200 | Kerosene
NEWPORT | CLAUDETTE NUNES | 436 THAMES ST | UST-15420 | Commercials | 4 | 1984-10-09 | Permanently Closed | 200 | Kerosene
NEWPORT | CLAUDETTE NUNES | 436 THAMES ST | UST-15420 | Commercials | 5 | 1984-10-09 | Permanently Closed | 1500 | Kerosene
NEWPORT | CLAUDETTE NUNES | 436 THAMES ST | UST-15420 | Commercials | 6 | 1984-10-09 | Permanently Closed | 1500 | Kerosene
NEWPORT | CLAUDETTE NUNES | 436 THAMES ST | UST-15420 | Commercials | 7 | 1984-10-09 | Permanently Closed | 1500 | Kerosene
NEWPORT | CLAUDETTE NUNES | 436 THAMES ST | UST-15420 | Commercials | 8 | 1984-10-09 | Permanently Closed | 1500 | Kerosene
NEWPORT | CLAUDETTE NUNES | 436 THAMES ST | UST-15420 | Commercials | 9 | 1984-10-09 | Permanently Closed | 1500 | Kerosene
NEWPORT | CLAUDETTE NUNES | 436 THAMES ST | UST-15420 | Commercials | 10 | 1984-10-09 | Permanently Closed | 1500 | Kerosene
NEWPORT | COAST GUARD STATION - CASTLE HILL | 75 RIDGE RD | UST-4519 | Federal Government | 1 | 1984-10-09 | Permanently Closed | 55 | Diesel
NEWPORT | COGGESHALL SCHOOL | VAN ZANT AVE | UST-715 | Education - Town | 1 | 1997-04-25 | Permanently Closed | 7500 | Heating Oil No.2
NEWPORT | COGGESHALL SCHOOL | VAN ZANT AVE | UST-715 | Education - Town | 2 | 1999-07-30 | In Use | 7500 | Heating Oil No.2 | Double Walled
NEWPORT | COLONY HOUSE SUNOCO | 29 SPRING ST | UST-671 | Gasoline Station | 1 | 1957-04-01 | Permanently Closed | 4000 | Gasoline
NEWPORT | COLONY HOUSE SUNOCO | 29 SPRING ST | UST-671 | Gasoline Station | 2 | 1970-04-01 | Permanently Closed | 6280 | Gasoline
NEWPORT | COLONY HOUSE SUNOCO | 29 SPRING ST | UST-671 | Gasoline Station | 3 | 1980-04-01 | Permanently Closed | 6280 | Gasoline
NEWPORT | COLONY HOUSE SUNOCO | 29 SPRING ST | UST-671 | Gasoline Station | 4 | 1984-10-09 | Permanently Closed | 250 | Heating Oil No.2
NEWPORT | COLONY HOUSE SUNOCO | 29 SPRING ST | UST-671 | Gasoline Station | 5 | 1984-10-09 | Permanently Closed | 3000 | Gasoline
NEWPORT | COLONY HOUSE SUNOCO | 29 SPRING ST | UST-671 | Gasoline Station | 6 | 1984-10-09 | Permanently Closed | 3000 | Gasoline
NEWPORT | COLONY HOUSE SUNOCO | 29 SPRING ST | UST-671 | Gasoline Station | 7 | 1984-10-09 | Permanently Closed | 550 | Waste Oil
NEWPORT | COLONY HOUSE SUNOCO | 29 SPRING ST | UST-671 | Gasoline Station | 8 | 1984-10-09 | Permanently Closed | 3000 | Gasoline | Single Walled
NEWPORT | COMMERCIAL BLDG 103-111 BELLEVUE AVE | 103 BELLEVUE AVE | UST-4792 | Commercials | 1 | 1984-10-09 | Permanently Closed | 1000 | Heating Oil No.2 | Single Walled
NEWPORT | COMMERCIAL BUILDING 372-380 THAMES STREET | 372 THAMES ST | UST-4982 | Commercials | 1 | null | Permanently Closed | 1000 | Heating Oil No.2 | Single Walled
NEWPORT | CONDO ASSOCIATION | 67 PERRY ST | UST-18861 | Commercials | 1 | 1984-10-09 | Permanently Closed | 1000 | Unknown
NEWPORT | CORPUS CHRISTIE CARMELITES | 21 BATTERY ST | UST-963 | Commercials | 1 | 1985-08-01 | Permanently Closed | 4000 | Heating Oil No.2
NEWPORT | CORPUS CHRISTIE CARMELITES | 21 BATTERY ST | UST-963 | Commercials | 2 | 1984-10-09 | Permanently Closed | 2000 | Unknown
NEWPORT | COTRAN CORP. | 526 THAMES ST | UST-18320 | Commercials | 1 | 1984-10-09 | Permanently Closed | 100 | Heating Oil No.2
NEWPORT | CRANSTON-CALVERT SCHOOL | 15 CRANSTON AVE | UST-713 | Commercials | 1 | 1960-04-01 | Permanently Closed | 8000 | Heating Oil No.2
NEWPORT | D. DIXON DONOVAN, INC. | 61 WEST NARRAGANSETT | UST-71 | Commercials | 1 | 1944-02-01 | Permanently Closed | 1000 | Gasoline
NEWPORT | D. DIXON DONOVAN, INC. | 61 WEST NARRAGANSETT | UST-71 | Commercials | 2 | 1944-02-01 | Permanently Closed | 1000 | Heating Oil No.2
NEWPORT | DAIRY MART | 2 CARROLL AVE | UST-499 | Commercials | 1 | 1974-04-01 | Permanently Closed | 8000 | Gasoline
NEWPORT | DAIRY MART | 2 CARROLL AVE | UST-499 | Commercials | 2 | 1974-04-01 | Permanently Closed | 4000 | Gasoline
NEWPORT | DAIRY MART | 2 CARROLL AVE | UST-499 | Commercials | 3 | 1974-04-01 | Permanently Closed | 4000 | Gasoline
NEWPORT | DAIRY MART | 2 CARROLL AVE | UST-499 | Commercials | 4 | 1984-10-09 | Permanently Closed | 500 | Heating Oil No.2
NEWPORT | DEL NERO, INC. | 11 FAREWELL ST | UST-1839 | Industrial | 1 | 1967-12-01 | Permanently Closed | 1000 | Heating Oil No.2
NEWPORT | DEPARTMENT OF THE NAVY | NIMITZ FIELD | null | Federal Government | 1 | 1984-10-09 | Permanently Closed | 1000 | Heating Oil No.2
NEWPORT | DEPARTMENT OF THE NAVY - NIMITZ FIELD | NIMITZ FIELD | UST-19111 | State Government | 1 | 1984-10-09 | Permanently Closed | 1000 | Heating Oil No.2
NEWPORT | DEPT. OF THE NAVY - CHAPEL OF HOPE - BLDG. 1172 | DONAVAN - WHIPPLE - ELLIOT | UST-3985 | Federal Government | 1 | 1984-10-09 | Permanently Closed | 1000 | Heating Oil No.2
NEWPORT | DEPT. OF THE NAVY - CHAPEL OF HOPE - BLDG. 1172 | DONAVAN - WHIPPLE - ELLIOT | UST-3985 | Federal Government | 2 | 1984-10-09 | Permanently Closed | 275 | Heating Oil No.2
NEWPORT | DONCASTER BROS., INC. | 599 THAMES ST | UST-15371 | Commercials | 1 | 1984-10-09 | Permanently Closed | 1000 | Gasoline
NEWPORT | DONCASTER BROS., INC. | 599 THAMES ST | UST-15371 | Commercials | 2 | 1984-10-09 | Permanently Closed | 1000 | Gasoline
NEWPORT | DOUG BRILL ARTISTIC WOODWORKING | 46 MEMORIAL BLVD | UST-3936 | Commercials | 1 | 1984-10-09 | Permanently Closed | 500 | Gasoline
NEWPORT | DWYER - KIRBY OFFICE BLDG. | 39 BELLEVUE AVE | UST-2286 | Commercials | 1 | 1956-06-01 | Permanently Closed | 1000 | Heating Oil No.2
NEWPORT | EASTERN ESTATES, LLC | 580 BELLEVUE AVE | UST-15491 | Other | 1 | 1984-10-09 | Permanently Closed | 1000 | Heating Oil No.2
NEWPORT | EASTERN ESTATES, LLC | 580 BELLEVUE AVE | UST-15491 | Other | 2 | 1989-06-06 | Permanently Closed | 1000 | Heating Oil No.2 | Single Walled
NEWPORT | EASTERN ESTATES, LLC | 580 BELLEVUE AVE | UST-15491 | Other | 3 | 1963-01-01 | Permanently Closed | 500 | Gasoline
NEWPORT | EASTERN RESORTS COMPANY | 125 LONG WHARF | UST-18697 | Commercials | 1 | 1984-10-09 | Permanently Closed | 1500 | Unknown
NEWPORT | EASTERN RESORTS COMPANY | 125 LONG WHARF | UST-18697 | Commercials | 2 | 1984-10-09 | Permanently Closed | 550 | Unknown
NEWPORT | EISENHOWER HOUSE | FORT ADAMS STATE PARK | UST-3106 | State Government | 1 | 1985-02-01 | Permanently Closed | 2000 | Heating Oil No.2
NEWPORT | EISENHOWER HOUSE | FORT ADAMS STATE PARK | UST-3106 | State Government | 2 | 1999-03-29 | In Use | 1000 | Heating Oil No.2 | Double Walled | 1999-03-29
NEWPORT | EMANUEL CHURCH | DEERBORN & SPRING ST | UST-15560 | Other | 1 | 1984-10-09 | Permanently Closed | 2000 | Heating Oil No.2
NEWPORT | EPPLEY LABORATORY, INC. | 12 SHEFFIELD AVE | UST-2270 | Industrial | 1 | 1964-12-01 | Permanently Closed | 2000 | Heating Oil No.2
NEWPORT | EPPLEY LABORATORY, INC. | 12 SHEFFIELD AVE | UST-2270 | Industrial | 2 | 1964-12-01 | Permanently Closed | 1000 | Heating Oil No.2
NEWPORT | EPPLEY LABORATORY, INC. | 12 SHEFFIELD AVE | UST-2270 | Industrial | 3 | 1964-12-01 | Permanently Closed | 1000 | Heating Oil No.2
NEWPORT | EPPLEY LABORATORY, INC. | 12 SHEFFIELD AVE | UST-2270 | Industrial | 4 | 1964-12-01 | Permanently Closed | 1000 | Heating Oil No.2
NEWPORT | FAIRHOLME | 237 RUGGLES AVE | UST-3468 | Private Residence | 1 | 1984-10-09 | Permanently Closed | 2000 | Heating Oil No.2
NEWPORT | FAIRHOLME CARRIAGE HOUSE | RUGGLES AVE | UST-1314 | Commercials | 1 | 1935-06-01 | Permanently Closed | 550 | Gasoline
NEWPORT | FESTIVAL FIELD APARTMENTS | 90 GIRARD AVE | UST-17339 | Commercials | 1 | 1984-10-09 | Permanently Closed | 4000 | Heating Oil No.2
NEWPORT | FESTIVAL FIELD APARTMENTS | 90 GIRARD AVE | UST-17339 | Commercials | 2 | 1984-10-09 | Permanently Closed | 4000 | Heating Oil No.2
NEWPORT | FESTIVAL FIELD APARTMENTS | 90 GIRARD AVE | UST-17339 | Commercials | 3 | 1984-10-09 | Permanently Closed | 4000 | Heating Oil No.2
NEWPORT | FESTIVAL FIELD APARTMENTS | 90 GIRARD AVE | UST-17339 | Commercials | 4 | 1984-10-09 | Permanently Closed | 4000 | Heating Oil No.2
NEWPORT | FESTIVAL FIELD APARTMENTS | 90 GIRARD AVE | UST-17339 | Commercials | 5 | 1984-10-09 | Permanently Closed | 4000 | Heating Oil No.2
NEWPORT | FESTIVAL FIELD APARTMENTS | 90 GIRARD AVE | UST-17339 | Commercials | 6 | 1984-10-09 | Permanently Closed | 4000 | Heating Oil No.2
NEWPORT | FESTIVAL FIELD APARTMENTS | 90 GIRARD AVE | UST-17339 | Commercials | 7 | 1984-10-09 | Permanently Closed | 4000 | Heating Oil No.2
NEWPORT | FESTIVAL FIELD APARTMENTS | 90 GIRARD AVE | UST-17339 | Commercials | 8 | 1984-10-09 | Permanently Closed | 4000 | Heating Oil No.2
NEWPORT | FIRE HEADQUARTERS | WEST MARLBOROUGH ST | UST-15454 | City/Town Government | 1 | 1984-10-09 | Permanently Closed | 500 | Gasoline
NEWPORT | FIRST PRESBYSTERIAN CHURCH | 4 EVERETT ST | UST-946 | Other | 1 | 1984-10-09 | Permanently Closed | 5000 | Heating Oil No.2
NEWPORT | FOLEY'S GULF SERVICE | 105 BROADWAY | UST-2894 | Commercials | 1 | 1975-06-01 | Permanently Closed | 5000 | Gasoline
NEWPORT | FOLEY'S GULF SERVICE | 105 BROADWAY | UST-2894 | Commercials | 2 | 1975-06-01 | Permanently Closed | 5000 | Gasoline
NEWPORT | FOLEY'S GULF SERVICE | 105 BROADWAY | UST-2894 | Commercials | 3 | 1975-06-01 | Permanently Closed | 5000 | Gasoline
NEWPORT | FOLEY'S GULF SERVICE | 105 BROADWAY | UST-2894 | Commercials | 4 | 1975-06-01 | Permanently Closed | 5000 | Gasoline
NEWPORT | FOLEY'S GULF SERVICE | 105 BROADWAY | UST-2894 | Commercials | 5 | 1984-10-09 | Permanently Closed | 500 | Waste Oil
NEWPORT | FOLEY'S GULF SERVICE | 105 BROADWAY | UST-2894 | Commercials | 6 | 1984-03-01 | Permanently Closed | 1000 | Heating Oil No.2 | Single Walled
NEWPORT | FORMER COFFEY'S TEXACO | 48 TOURO ST | UST-734 | Gasoline Station | 1 | 1979-04-01 | Permanently Closed | 10000 | Gasoline | Single Walled
NEWPORT | FORMER COFFEY'S TEXACO | 48 TOURO ST | UST-734 | Gasoline Station | 2 | 1977-04-01 | Permanently Closed | 10000 | Gasoline | Single Walled
NEWPORT | FORMER COFFEY'S TEXACO | 48 TOURO ST | UST-734 | Gasoline Station | 3 | 1979-04-01 | Permanently Closed | 4000 | Gasoline
NEWPORT | FORMER COFFEY'S TEXACO | 48 TOURO ST | UST-734 | Gasoline Station | 4 | 1979-04-01 | Permanently Closed | 4000 | Gasoline
NEWPORT | FORMER COFFEY'S TEXACO | 48 TOURO ST | UST-734 | Gasoline Station | 5 | 1979-04-01 | Permanently Closed | 500 | Waste Oil
NEWPORT | FORMER COFFEY'S TEXACO | 48 TOURO ST | UST-734 | Gasoline Station | 6 | 1979-04-01 | Permanently Closed | 500 | Heating Oil No.2
NEWPORT | FORT ADAMS | HARRISON AVE | UST-15462 | State Government | 1 | 1984-10-09 | Permanently Closed | 1000 | Gasoline
NEWPORT | FORT ADAMS | HARRISON AVE | UST-15462 | State Government | 2 | 1984-10-09 | Permanently Closed | 1000 | Gasoline
NEWPORT | FORT ADAMS | HARRISON AVE | UST-15462 | State Government | 3 | 1984-10-09 | Permanently Closed | 75 | Other
NEWPORT | FORT ADAMS | HARRISON AVE | UST-15462 | State Government | 4 | 1984-10-09 | Permanently Closed | 75 | Other
NEWPORT | FORT ADAMS | HARRISON AVE | UST-15462 | State Government | 5 | 1984-10-09 | Permanently Closed | 5000 | Heating Oil No.2
NEWPORT | GARRETTSON MEMORIAL DAY CARE CENTER | 299 SPRING ST | UST-2158 | Education Private | 1 | 1954-05-01 | Permanently Closed | 2000 | Heating Oil No.2
NEWPORT | GARY & KIM LIBBERT | 36 WEBSTER ST | UST-3155 | Private Residence | 1 | 1969-11-01 | Permanently Closed | 2000 | Heating Oil No.2
NEWPORT | GARY & KIM LIBBERT | 36 WEBSTER ST | UST-3155 | Private Residence | 2 | 1984-10-09 | Permanently Closed | 1000 | Heating Oil No.2
NEWPORT | GENNARD L. PERROTTI (COMERCIAL) | 176 BROADWAY | UST-18140 | Commercials | 1 | 1984-10-09 | Permanently Closed | 750 | Heating Oil No.2
NEWPORT | GEORGE H. TRIPLETT SCHOOL | 437 BROADWAY | UST-1155 | Education - Town | 1 | 1960-05-01 | Permanently Closed | 6000 | Heating Oil No.2
NEWPORT | GEORGE MARTLAND III | 85 COGGESHALL AVE | UST-16607 | Private Residence | 1 | 1984-10-09 | Permanently Closed | 500 | Gasoline
NEWPORT | GOAT ISLAND MARINA | 5 MARINA PLZ | UST-420 | Commercials | 1 | 1971-04-01 | Permanently Closed | 6000 | Diesel | Single Walled | 1998-04-29
NEWPORT | GOAT ISLAND MARINA | 5 MARINA PLZ | UST-420 | Commercials | 2 | 1971-04-01 | Permanently Closed | 6000 | Diesel | Single Walled | 1998-04-29
NEWPORT | GOAT ISLAND MARINA | 5 MARINA PLZ | UST-420 | Commercials | 3 | 1971-04-01 | Permanently Closed | 6000 | Gasoline | Single Walled | 1998-04-29
NEWPORT | HADFIELD REALTOR - RESIDENCE | 51 ANNANDALE RD | UST-NR-9006 | Private Residence | 1 | null | Permanently Closed | 1000 | Heating Oil No.2
NEWPORT | HAMMERSMITH FARM | OCEAN DR | UST-69 | Industrial | 1 | 1965-02-01 | Permanently Closed | 500 | Gasoline
NEWPORT | HARBOR ANTIQUES | 134 SPRING ST | UST-18222 | Commercials | 1 | 1984-10-09 | Permanently Closed | 0 | Heating Oil No.2
NEWPORT | HOTEL VIKING NEWPORT | ONE BELLEVUE AVE | UST-79 | Commercials | 1 | 1935-02-01 | Permanently Closed | 10000 | Heating Oil No.2
NEWPORT | HOTEL VIKING NEWPORT | ONE BELLEVUE AVE | UST-79 | Commercials | 2 | 1967-02-01 | Permanently Closed | 6600 | Heating Oil No.2
NEWPORT | HOTEL VIKING NEWPORT | ONE BELLEVUE AVE | UST-79 | Commercials | 3 | 1935-02-01 | Permanently Closed | 2000 | Heating Oil No.2
NEWPORT | HOTEL VIKING NEWPORT | ONE BELLEVUE AVE | UST-79 | Commercials | 4 | 1984-10-09 | Permanently Closed | 1000 | Heating Oil No.2
NEWPORT | HOTEL VIKING NEWPORT | ONE BELLEVUE AVE | UST-79 | Commercials | 5 | 1984-10-09 | Permanently Closed | 500 | Heating Oil No.2
NEWPORT | HUGO KEY PROPERTY | COGGESHALL AVE | UST-15030 | Commercials | 1 | 1984-10-09 | Permanently Closed | 9999 | Unknown
NEWPORT | HUNTER HOUSE | 54 WASHINGTON ST | UST-18530 | Other | 1 | 1984-10-09 | Permanently Closed | 1000 | Heating Oil No.2
NEWPORT | INDEPENDENCE SQUARE FOUNDATION | 200 HARRISON AVE | UST-3427 | Commercials | 1 | 1984-10-09 | Permanently Closed | 550 | Heating Oil No.2
NEWPORT | INDEPENDENCE SQUARE FOUNDATION | 200 HARRISON AVE | UST-3427 | Commercials | 2 | 1984-10-09 | Permanently Closed | 500 | Diesel
NEWPORT | INTERNATIONAL TENNIS HALL OF FAME | 194 BELLEVUE AVE | UST-3838 | Commercials | 1 | 1984-10-09 | Permanently Closed | 500 | Heating Oil No.2
NEWPORT | INTERNATIONAL TENNIS HALL OF FAME | 1 CASINO | UST-4713 | Other | 1 | 1984-10-09 | Permanently Closed | 1000 | Waste Oil | Single Walled
NEWPORT | ISLAND ASSOCIATES | 26 BELLEVUE AVE | UST-2267 | Commercials | 1 | 1947-06-01 | Permanently Closed | 1000 | Heating Oil No.2
NEWPORT | J.J. NEWBERRY #6033 | 144 THAMES ST | UST-1870 | Commercials | 1 | 1984-10-09 | Permanently Closed | 1000 | Heating Oil No.2
NEWPORT | JAILHOUSE INN | 13 MARLBOROUGH ST | UST-1238 | Commercials | 1 | 1971-01-01 | Permanently Closed | 1000 | Heating Oil No.2 | Single Walled
NEWPORT | JESUS SAVIOUR CHURCH | 509 BROADWAY | UST-1154 | Other | 1 | 1965-05-01 | Permanently Closed | 2000 | Heating Oil No.2
NEWPORT | JESUS SAVIOUR CONVENT/CITY OF NEWPORT | 437 BROADWAY | UST-1157 | City/Town Government | 1 | 1965-05-01 | In Use | 1000 | Heating Oil No.2
NEWPORT | JESUS SAVIOUR RECTORY | 1 VERNON AVE | UST-1156 | Private Residence | 1 | 1975-05-01 | Permanently Closed | 500 | Heating Oil No.2
NEWPORT | JOHN NAUGHTON | 129 BELLEVUE AVE | UST-17372 | Commercials | 1 | 1984-10-09 | Permanently Closed | 1000 | Heating Oil No.2
NEWPORT | K AND K FOOD MART | 10 CONNELL HWY | UST-502 | Gasoline Station | 1 | 1984-10-09 | Permanently Closed | 6000 | Gasoline
NEWPORT | K AND K FOOD MART | 10 CONNELL HWY | UST-502 | Gasoline Station | 2 | 1984-10-09 | Permanently Closed | 3000 | Gasoline
NEWPORT | K AND K FOOD MART | 10 CONNELL HWY | UST-502 | Gasoline Station | 3 | 1984-10-09 | Permanently Closed | 3000 | Gasoline
NEWPORT | K AND K FOOD MART | 10 CONNELL HWY | UST-502 | Gasoline Station | 4 | 1984-10-09 | Permanently Closed | 2000 | Gasoline
NEWPORT | K AND K FOOD MART | 10 CONNELL HWY | UST-502 | Gasoline Station | 5 | 1984-10-09 | Permanently Closed | 1000 | Heating Oil No.2
NEWPORT | K AND K FOOD MART | 10 CONNELL HWY | UST-502 | Gasoline Station | 6 | 1999-03-17 | Permanently Closed | 12000 | Gasoline | Double Walled | 1999-02-01
NEWPORT | K AND K FOOD MART | 10 CONNELL HWY | UST-502 | Gasoline Station | 7 | 1999-03-17 | Permanently Closed | 6000 | Gasoline | Double Walled | 1999-02-01
NEWPORT | K AND K FOOD MART | 10 CONNELL HWY | UST-502 | Gasoline Station | 8 | 1999-03-17 | Permanently Closed | 8000 | Gasoline | Double Walled | 2019-08-06
NEWPORT | K AND K FOOD MART | 10 CONNELL HWY | UST-502 | Gasoline Station | 9 | 2020-07-28 | In Use | 15000 | Gasoline | Double Walled | 2020-08-17
NEWPORT | K AND K FOOD MART | 10 CONNELL HWY | UST-502 | Gasoline Station | 10 | 2020-07-28 | In Use | 6000 | Gasoline | Double Walled | 2020-08-17
NEWPORT | K AND K FOOD MART | 10 CONNELL HWY | UST-502 | Gasoline Station | 11 | 2020-07-28 | In Use | 5000 | Diesel | Double Walled | 2020-08-17
NEWPORT | KENT'S ALIGNMENT SERVICE | 27 HALSEY ST | UST-828 | Commercials | 1 | 1979-04-01 | In Use | 250 | Heating Oil No.2
NEWPORT | KENT'S ALIGNMENT SERVICE | 27 HALSEY ST | UST-828 | Commercials | 2 | 1979-04-01 | In Use | 250 | Heating Oil No.2
NEWPORT | KENT'S ALIGNMENT SERVICE | 27 HALSEY ST | UST-828 | Commercials | 3 | 1979-04-01 | Permanently Closed | 250 | Waste Oil
NEWPORT | KER AVOR | HARRISON AVE | UST-15029 | Other | 1 | 1984-10-09 | Permanently Closed | 9999 | Unknown
NEWPORT | LEARY OIL | 27 SECOND ST | UST-15496 | Commercials | 1 | 1984-10-09 | Permanently Closed | 10000 | Heating Oil No.2
NEWPORT | LEARY OIL | 27 SECOND ST | UST-15496 | Commercials | 2 | 1984-10-09 | Permanently Closed | 10000 | Heating Oil No.2
NEWPORT | LEARY OIL | 27 SECOND ST | UST-15496 | Commercials | 3 | 1984-10-09 | Permanently Closed | 3000 | Gasoline
NEWPORT | LEDGES, THE | 66 OCEAN AVE | UST-51 | Farm | 1 | 1971-01-01 | Permanently Closed | 500 | Gasoline
NEWPORT | LEDGES, THE | 66 OCEAN AVE | UST-51 | Farm | 2 | 1971-01-01 | Permanently Closed | 500 | Gasoline
NEWPORT | LIRAKIS SAFETY HARNESS, INC. | 18 SHEFFIELD AVE | UST-19287 | Commercials | 1 | 1984-10-09 | Permanently Closed | 1000 | Heating Oil No.2
NEWPORT | LIRAKIS SAFETY HARNESS, INC. | 18 SHEFFIELD AVE | UST-19287 | Commercials | 2 | 1984-10-09 | Permanently Closed | 1000 | Heating Oil No.2
NEWPORT | MAISE GRACE | 222 OCEAN AVE | UST-19065 | Private Residence | 1 | 1984-10-09 | Permanently Closed | 120 | Gasoline
NEWPORT | MAPLESHADE APARTMENTS | 1 RED CROSS AVE | UST-3834 | Commercials | 1 | 1984-10-09 | Permanently Closed | 3000 | Heating Oil No.2
NEWPORT | MARTIN LUTHER KING COMMUNITY CENTER | 20 WEST BROADWAY | UST-16354 | Other | 1 | 1984-10-09 | Permanently Closed | 2000 | Heating Oil No.2
NEWPORT | MARTIN LUTHER KING COMMUNITY CENTER | 20 WEST BROADWAY | UST-16354 | Other | 2 | 1984-10-09 | Permanently Closed | 2000 | Heating Oil No.2
NEWPORT | MARTIN RECREATION CENTER | GOLDEN HILL ST | UST-2817 | City/Town Government | 1 | 1984-10-09 | Permanently Closed | 1000 | Heating Oil No.2
NEWPORT | METROPOLITAN CLEANERS LTD. | 132 SPRING ST | UST-1851 | Commercials | 1 | 1978-06-01 | Permanently Closed | 500 | Not Listed
NEWPORT | MIDDLETOWN SQUARE LLC | 533 BROADWAY | UST-644 | Gasoline Station | 1 | 1973-07-01 | Permanently Closed | 6000 | Gasoline
NEWPORT | MIDDLETOWN SQUARE LLC | 533 BROADWAY | UST-644 | Gasoline Station | 2 | 1987-09-01 | Permanently Closed | 8000 | Gasoline | Single Walled
NEWPORT | MIDDLETOWN SQUARE LLC | 533 BROADWAY | UST-644 | Gasoline Station | 3 | 1973-07-01 | Permanently Closed | 6000 | Gasoline
NEWPORT | MIDDLETOWN SQUARE LLC | 533 BROADWAY | UST-644 | Gasoline Station | 4 | 1987-09-01 | Permanently Closed | 8000 | Gasoline | Single Walled
NEWPORT | MIDDLETOWN SQUARE LLC | 533 BROADWAY | UST-644 | Gasoline Station | 5 | 1973-07-01 | Permanently Closed | 6000 | Gasoline
NEWPORT | MIDDLETOWN SQUARE LLC | 533 BROADWAY | UST-644 | Gasoline Station | 6 | 1987-09-01 | Permanently Closed | 8000 | Gasoline | Single Walled
NEWPORT | MIDDLETOWN SQUARE LLC | 533 BROADWAY | UST-644 | Gasoline Station | 7 | 1959-07-01 | Permanently Closed | 550 | Heating Oil No.2
NEWPORT | MIDDLETOWN SQUARE LLC | 533 BROADWAY | UST-644 | Gasoline Station | 8 | 1959-07-01 | Permanently Closed | 550 | Waste Oil
NEWPORT | MIDDLETOWN SQUARE LLC | 533 BROADWAY | UST-644 | Gasoline Station | 9 | 1987-09-01 | Permanently Closed | 1000 | Waste Oil | Single Walled
NEWPORT | MIDDLETOWN SQUARE LLC | 533 BROADWAY | UST-644 | Gasoline Station | 10 | 1987-09-01 | Permanently Closed | 1000 | Heating Oil No.2 | Single Walled
NEWPORT | MIRAMAR ESTATES | BELLEVUE AVE | UST-15466 | Other | 1 | 1984-10-09 | Permanently Closed | 550 | Gasoline
NEWPORT | MIRAMAR ESTATES | BELLEVUE AVE | UST-15466 | Other | 2 | 1984-10-09 | Permanently Closed | 5000 | Heating Oil No.2
NEWPORT | MIRAMAR ESTATES | BELLEVUE AVE | UST-15466 | Other | 3 | 1984-10-09 | Permanently Closed | 1000 | Heating Oil No.2
NEWPORT | MOSHER'S SERVICE STATION | DUKE ST | UST-239 | Gasoline Station | 1 | 1975-03-01 | Permanently Closed | 4000 | Gasoline
NEWPORT | MOSHER'S SERVICE STATION | DUKE ST | UST-239 | Gasoline Station | 2 | 1977-03-01 | Permanently Closed | 2000 | Gasoline
NEWPORT | MOSHER'S SERVICE STATION | DUKE ST | UST-239 | Gasoline Station | 3 | 1975-03-01 | Permanently Closed | 1000 | Gasoline
NEWPORT | MOSHER'S SERVICE STATION | DUKE ST | UST-239 | Gasoline Station | 4 | 1984-10-09 | Permanently Closed | 500 | Waste Oil
NEWPORT | MUMFORD HOUSING CORPORATION | 39 FAREWELL ST | UST-4158 | Commercials | 1 | 1984-10-09 | Permanently Closed | 8500 | Heating Oil No.2
NEWPORT | NAVAL DENTAL CENTER | BUILDING 1173 CODD. PT. | UST-3310 | Federal Government | 1 | 1978-03-01 | Permanently Closed | 1000 | Diesel
NEWPORT | NAVAL DENTAL CENTER | BUILDING 1173 CODD. PT. | UST-3310 | Federal Government | 2 | 1993-12-01 | Permanently Closed | 1000 | Diesel | Double Walled
NEWPORT | NAVAL EDUCATION & TRAINING | BUILDING 1541 | UST-18526 | Federal Government | 1 | 1984-10-09 | Permanently Closed | 550 | Heating Oil No.2
NEWPORT | NAVAL EDUCATION & TRAINING CENTER | BUILDING T381, FORT ADAMS | UST-193 | Federal Government | 1 | 1945-03-01 | Permanently Closed | 1000 | Heating Oil No.2
NEWPORT | NAVAL EDUCATION & TRAINING CENTER | BUILDING T381, FORT ADAMS | UST-193 | Federal Government | 2 | 1995-01-01 | In Use | 1000 | Heating Oil No.2 | Double Walled
NEWPORT | NAVAL EDUCATION & TRAINING CENTER | BUILDING 369, MIDWAY | UST-194 | Federal Government | 1 | 1965-03-01 | Permanently Closed | 2000 | Heating Oil No.2
NEWPORT | NAVAL EDUCATION & TRAINING CENTER | BUILDING W-34, CODD PT. | UST-195 | Federal Government | 1 | 1941-03-01 | Permanently Closed | 2000 | Heating Oil No.2
NEWPORT | NAVAL EDUCATION & TRAINING CENTER | BUILDING 402, CODD PT. | UST-196 | Federal Government | 1 | 1942-03-01 | Permanently Closed | 3000 | Heating Oil No.2
NEWPORT | NAVAL EDUCATION & TRAINING CENTER | BUILDING 403, CODD PT. | UST-197 | Federal Government | 1 | 1942-03-01 | Permanently Closed | 2000 | Heating Oil No.2
NEWPORT | NAVAL EDUCATION & TRAINING CENTER | BUILDING 403, CODD PT. | UST-197 | Federal Government | 2 | 1994-12-01 | In Use | 2500 | Heating Oil No.2 | Double Walled
NEWPORT | NAVAL EDUCATION & TRAINING CENTER | BUILDING 404, CODD PT. | UST-198 | Federal Government | 1 | 1942-03-01 | Permanently Closed | 2000 | Heating Oil No.2
NEWPORT | NAVAL EDUCATION & TRAINING CENTER | BUILDING 1112, CODD PT. | UST-199 | Federal Government | 1 | 1942-03-01 | Permanently Closed | 3000 | Heating Oil No.2
NEWPORT | NAVAL EDUCATION & TRAINING CENTER | BUILDING 1112, CODD PT. | UST-199 | Federal Government | 2 | 1995-06-01 | In Use | 3000 | Heating Oil No.2 | Double Walled
NEWPORT | NAVAL EDUCATION & TRAINING CENTER | BUILDING 1900, CODD PT. | UST-200 | Federal Government | 1 | 1942-03-01 | Permanently Closed | 1000 | Heating Oil No.2
NEWPORT | NAVAL EDUCATION & TRAINING CENTER | BUILDING 1900, CODD PT. | UST-200 | Federal Government | 2 | 1995-01-01 | In Use | 1000 | Heating Oil No.2 | Double Walled
NEWPORT | NAVAL EDUCATION & TRAINING CENTER | BUILDING 1901, CODD PT. | UST-201 | Federal Government | 1 | 1942-03-01 | Permanently Closed | 1000 | Heating Oil No.2
NEWPORT | NAVAL EDUCATION & TRAINING CENTER | BUILDING 1901, CODD PT. | UST-201 | Federal Government | 2 | 1995-01-01 | Permanently Closed | 1000 | Heating Oil No.2 | Double Walled
NEWPORT | NAVAL EDUCATION & TRAINING CENTER | BUILDING 1903, CODD PT. | UST-202 | Federal Government | 1 | 1942-03-01 | Permanently Closed | 1500 | Heating Oil No.2
NEWPORT | NAVAL EDUCATION & TRAINING CENTER | BUILDING 1903, CODD PT. | UST-202 | Federal Government | 2 | 1995-01-01 | In Use | 1000 | Heating Oil No.2 | Double Walled
NEWPORT | NAVAL EDUCATION & TRAINING CENTER | BUILDING 340, CODD PT. | UST-203 | Federal Government | 1 | 1942-03-01 | Permanently Closed | 500 | Heating Oil No.2
NEWPORT | NAVAL EDUCATION & TRAINING CENTER | BUILDING 340, CODD PT. | UST-203 | Federal Government | 2 | 1990-01-01 | Permanently Closed | 1000 | Heating Oil No.2
NEWPORT | NAVAL EDUCATION & TRAINING CENTER | BUILDING 1931, CODD PT. | UST-204 | Federal Government | 1 | 1942-03-01 | Permanently Closed | 500 | Heating Oil No.2
NEWPORT | NAVAL EDUCATION & TRAINING CENTER | BUILDING 1931, CODD PT. | UST-204 | Federal Government | 2 | 1995-01-01 | Permanently Closed | 600 | Heating Oil No.2 | Double Walled
NEWPORT | NAVAL EDUCATION & TRAINING CENTER | BUILDING 84, CODD PT. | UST-205 | Federal Government | 1 | 1949-03-01 | Permanently Closed | 500 | Waste Oil
NEWPORT | NAVAL EDUCATION & TRAINING CENTER | BUILDING A9, CODDINGTON CV | UST-206 | Federal Government | 1 | 1964-03-01 | Permanently Closed | 5000 | Diesel
NEWPORT | NAVAL EDUCATION & TRAINING CENTER | BUILDING A9, CODDINGTON CV | UST-206 | Federal Government | 2 | 1964-03-01 | Permanently Closed | 5000 | Diesel
NEWPORT | NAVAL EDUCATION & TRAINING CENTER | BUILDING A9, CODDINGTON CV | UST-206 | Federal Government | 3 | 1964-03-01 | Permanently Closed | 5000 | Gasoline
NEWPORT | NAVAL EDUCATION & TRAINING CENTER | BUILDING A9, CODDINGTON CV | UST-206 | Federal Government | 4 | 1964-03-01 | Permanently Closed | 5000 | Gasoline
NEWPORT | NAVAL EDUCATION & TRAINING CENTER | BUILDING A9, CODDINGTON CV | UST-206 | Federal Government | 5 | 1964-03-01 | Permanently Closed | 2000 | Kerosene
NEWPORT | NAVAL EDUCATION & TRAINING CENTER | BUILDING A9, CODDINGTON CV | UST-206 | Federal Government | 6 | 1964-03-01 | Permanently Closed | 2000 | Gasoline
NEWPORT | NAVAL EDUCATION & TRAINING CENTER | BUILDING A9, CODDINGTON CV | UST-206 | Federal Government | 7 | 1991-05-01 | Temporarily Closed | 4000 | Diesel | Double Walled | 2017-10-19
NEWPORT | NAVAL EDUCATION & TRAINING CENTER | BUILDING A9, CODDINGTON CV | UST-206 | Federal Government | 8 | 1991-05-01 | Permanently Closed | 4000 | Gasoline | Double Walled
NEWPORT | NAVAL EDUCATION & TRAINING CENTER | BUILDING A9, CODDINGTON CV | UST-206 | Federal Government | 9 | 1991-05-01 | Permanently Closed | 12000 | Gasoline | Double Walled
NEWPORT | NAVAL EDUCATION & TRAINING CENTER | BUILDING A9, CODDINGTON CV | UST-206 | Federal Government | 10 | 1962-03-01 | Permanently Closed | 5000 | Gasoline
NEWPORT | NAVAL EDUCATION & TRAINING CENTER | BUILDING A9, CODDINGTON CV | UST-206 | Federal Government | 11 | 1962-03-01 | Permanently Closed | 2000 | Diesel
NEWPORT | NAVAL EDUCATION & TRAINING CENTER | BUILDING A9, CODDINGTON CV | UST-206 | Federal Government | 12 | 1962-03-01 | Permanently Closed | 5000 | Gasoline
NEWPORT | NAVAL EDUCATION & TRAINING CENTER | BUILDING A9, CODDINGTON CV | UST-206 | Federal Government | 13 | 1962-03-01 | Permanently Closed | 5000 | Gasoline
NEWPORT | NAVAL EDUCATION & TRAINING CENTER | BUILDING 116, CHI | UST-207 | Federal Government | 1 | 1941-03-01 | Permanently Closed | 1000 | Heating Oil No.2
NEWPORT | NAVAL EDUCATION & TRAINING CENTER | BUILDING 48, MEL (FIRE STA.) | UST-208 | Federal Government | 1 | 1942-03-01 | Permanently Closed | 500 | Heating Oil No.2
NEWPORT | NAVAL EDUCATION & TRAINING CENTER | BUILDING 48, MEL (FIRE STA.) | UST-208 | Federal Government | 2 | 1995-03-01 | Permanently Closed | 1000 | Heating Oil No.2 | Double Walled
NEWPORT | NAVAL EDUCATION & TRAINING CENTER | BUILDING 402, FORT ADAMS | UST-209 | Federal Government | 1 | 1945-05-01 | Permanently Closed | 1000 | Heating Oil No.2
NEWPORT | NAVAL EDUCATION & TRAINING CENTER | BUILDING 405, CHI | UST-210 | Federal Government | 1 | 1960-03-01 | Permanently Closed | 10000 | Gasoline
NEWPORT | NAVAL EDUCATION & TRAINING CENTER | BUILDING 405, CHI | UST-210 | Federal Government | 2 | 1960-03-01 | Permanently Closed | 10000 | Gasoline
NEWPORT | NAVAL EDUCATION & TRAINING CENTER | BUILDING 405, CHI | UST-210 | Federal Government | 3 | 1973-03-01 | Permanently Closed | 20000 | Gasoline
NEWPORT | NAVAL EDUCATION & TRAINING CENTER | BUILDING 405, CHI | UST-210 | Federal Government | 4 | 1960-03-01 | Permanently Closed | 500 | Waste Oil
NEWPORT | NAVAL EDUCATION & TRAINING CENTER | BUILDING 405, CHI | UST-210 | Federal Government | 5 | 1984-10-09 | Permanently Closed | 10000 | Diesel
NEWPORT | NAVAL EDUCATION & TRAINING CENTER | BUILDING 405, CHI | UST-210 | Federal Government | 6 | 1984-10-09 | Permanently Closed | 5000 | Gasoline
NEWPORT | NAVAL EDUCATION & TRAINING CENTER | BUILDING 405, CHI | UST-210 | Federal Government | 7 | 1984-10-09 | Permanently Closed | 5000 | Gasoline
NEWPORT | NAVAL EDUCATION & TRAINING CENTER | BUILDING 44, GOULD ISLAND | UST-211 | Federal Government | 1 | 1946-03-01 | Permanently Closed | 20000 | Unknown
NEWPORT | NAVAL EDUCATION & TRAINING CENTER | BUILDING 44, GOULD ISLAND | UST-211 | Federal Government | 2 | 1946-03-01 | Permanently Closed | 20000 | Unknown
NEWPORT | NAVAL EDUCATION & TRAINING CENTER | BUILDING 44, GOULD ISLAND | UST-211 | Federal Government | 3 | 1946-03-01 | Permanently Closed | 20000 | Diesel
NEWPORT | NAVAL EDUCATION & TRAINING CENTER | BUILDING 44, GOULD ISLAND | UST-211 | Federal Government | 4 | 1946-03-01 | Permanently Closed | 20000 | Diesel
NEWPORT | NAVAL EDUCATION & TRAINING CENTER | BUILDING 44, GOULD ISLAND | UST-211 | Federal Government | 5 | 1946-03-01 | Permanently Closed | 20000 | Diesel
NEWPORT | NAVAL EDUCATION & TRAINING CENTER | BUILDING 44, GOULD ISLAND | UST-211 | Federal Government | 6 | 1946-03-01 | Permanently Closed | 5000 | Heating Oil No.2
NEWPORT | NAVAL EDUCATION & TRAINING CENTER | BUILDING 44, GOULD ISLAND | UST-211 | Federal Government | 7 | 1946-03-01 | Permanently Closed | 5000 | Hazardous Substance
NEWPORT | NAVAL EDUCATION & TRAINING CENTER | BUILDING 44, GOULD ISLAND | UST-211 | Federal Government | 8 | 1984-10-09 | Permanently Closed | 1000 | Heating Oil No.2
NEWPORT | NAVAL EDUCATION & TRAINING CENTER | BUILDING 44, GOULD ISLAND | UST-211 | Federal Government | 9 | 1984-10-09 | Permanently Closed | 1000 | Diesel
NEWPORT | NAVAL EDUCATION & TRAINING CENTER | TANK FARM 5, AREA V | UST-214 | Federal Government | 1 | 1943-03-01 | Permanently Closed | 2500000 | Heating Oil No.6
NEWPORT | NAVAL EDUCATION & TRAINING CENTER | TANK FARM 5, AREA V | UST-214 | Federal Government | 2 | 1943-03-01 | Temporarily Closed | 2500000 | Heating Oil No.6
NEWPORT | NAVAL EDUCATION & TRAINING CENTER | TANK FARM 5, AREA V | UST-214 | Federal Government | 3 | 1943-03-01 | Temporarily Closed | 2500000 | Heating Oil No.6
NEWPORT | NAVAL EDUCATION & TRAINING CENTER | TANK FARM 5, AREA V | UST-214 | Federal Government | 4 | 1943-03-01 | Temporarily Closed | 2500000 | Heating Oil No.6
NEWPORT | NAVAL EDUCATION & TRAINING CENTER | TANK FARM 5, AREA V | UST-214 | Federal Government | 5 | 1943-03-01 | Permanently Closed | 2500000 | Waste Oil
NEWPORT | NAVAL EDUCATION & TRAINING CENTER | TANK FARM 5, AREA V | UST-214 | Federal Government | 6 | 1943-03-01 | Temporarily Closed | 2500000 | Heating Oil No.6
NEWPORT | NAVAL EDUCATION & TRAINING CENTER | TANK FARM 5, AREA V | UST-214 | Federal Government | 7 | 1943-03-01 | Permanently Closed | 2500000 | Heating Oil No.6
NEWPORT | NAVAL EDUCATION & TRAINING CENTER | TANK FARM 5, AREA V | UST-214 | Federal Government | 8 | 1943-03-01 | Permanently Closed | 2500000 | Waste Oil
NEWPORT | NAVAL EDUCATION & TRAINING CENTER | TANK FARM 5, AREA V | UST-214 | Federal Government | 9 | 1943-03-01 | Temporarily Closed | 2500000 | Heating Oil No.6
NEWPORT | NAVAL EDUCATION & TRAINING CENTER | TANK FARM 5, AREA V | UST-214 | Federal Government | 10 | 1943-03-01 | Permanently Closed | 2500000 | Heating Oil No.6
NEWPORT | NAVAL EDUCATION & TRAINING CENTER | TANK FARM 5, AREA V | UST-214 | Federal Government | 11 | 1943-03-01 | Permanently Closed | 2500000 | Heating Oil No.6
NEWPORT | NAVAL EDUCATION & TRAINING CENTER | BUILDING 71, MIDWAY | UST-3645 | Federal Government | 1 | 1984-10-09 | Permanently Closed | 75000 | Heating Oil No.6
NEWPORT | NAVAL EDUCATION & TRAINING CENTER | BUILDING 71, MIDWAY | UST-3645 | Federal Government | 2 | 1943-07-01 | Permanently Closed | 5000 | Diesel
NEWPORT | NAVAL EDUCATION & TRAINING CENTER | BUILDING 158, CHI (SLS) | UST-3684 | Federal Government | 1 | 1995-10-01 | In Use | 1000 | Diesel | Double Walled | 2017-10-19
NEWPORT | NAVAL EDUCATION & TRAINING CENTER | BUILDING NO. 23 - NAVY HOSPITAL | UST-3772 | Federal Government | 1 | 1996-05-15 | In Use | 4000 | Diesel | Double Walled
NEWPORT | NAVAL EDUCATION & TRAINING CENTER | BLDG. 1312, BACHELOR QUARTERS | UST-3777 | Federal Government | 1 | 1996-09-01 | In Use | 10000 | Heating Oil No.2 | Double Walled
NEWPORT | NAVAL EDUCATION & TRAINING CENTER | BLDG. 1312, BACHELOR QUARTERS | UST-3777 | Federal Government | 2 | 1996-09-01 | In Use | 10000 | Heating Oil No.2 | Double Walled
NEWPORT | NAVAL EDUCATION & TRAINING CENTER | BUILDING 115, MELVILLE | UST-15010 | Federal Government | 1 | 1945-03-01 | Permanently Closed | 1000 | Heating Oil No.2
NEWPORT | NAVAL EDUCATION & TRAINING CENTER | BUILDING 1121, CODD. POINT | UST-15011 | Federal Government | 1 | 1945-03-01 | Permanently Closed | 1000 | Heating Oil No.2
NEWPORT | NAVAL EDUCATION & TRAINING CENTER | BUILDING 1920, CODD. POINT | UST-15012 | Federal Government | 1 | 1945-03-01 | Permanently Closed | 1000 | Heating Oil No.2
NEWPORT | NAVAL EDUCATION & TRAINING CENTER | BUILDING 302, CODD. POINT | UST-15013 | Federal Government | 1 | 1945-03-01 | Permanently Closed | 3000 | Heating Oil No.2
NEWPORT | NAVAL EDUCATION & TRAINING CENTER | BUILDING 302, CODD. POINT | UST-15013 | Federal Government | 2 | 1984-10-09 | Permanently Closed | 3000 | Heating Oil No.2
NEWPORT | NAVAL EDUCATION & TRAINING CENTER | BUILDING 304, CODD. POINT | UST-15014 | Federal Government | 1 | 1945-03-01 | Permanently Closed | 1000 | Heating Oil No.2
NEWPORT | NAVAL EDUCATION & TRAINING CENTER | BUILDING 33, GOULD ISLAND | UST-16826 | Federal Government | 1 | 1984-10-09 | Permanently Closed | 5000 | Diesel
NEWPORT | NAVAL EDUCATION & TRAINING CENTER | BUILDING 33, GOULD ISLAND | UST-16826 | Federal Government | 2 | 1984-10-09 | Permanently Closed | 3000 | Lubricating/Cutting Oil
NEWPORT | NAVAL EDUCATION & TRAINING CENTER | BUILDING 33, GOULD ISLAND | UST-16826 | Federal Government | 3 | 1984-10-09 | Permanently Closed | 3000 | Lubricating/Cutting Oil
NEWPORT | NAVAL EDUCATION & TRAINING CENTER | BUILDING 33, GOULD ISLAND | UST-16826 | Federal Government | 4 | 1984-10-09 | Permanently Closed | 500 | Gasoline
NEWPORT | NAVAL EDUCATION & TRAINING CENTER | BUILDING 54, CHI | UST-16843 | Federal Government | 1 | 1984-10-09 | Permanently Closed | 640 | Heating Oil No.2
NEWPORT | NAVAL EDUCATION & TRAINING CENTER | BUILDING 656, CODD. POINT | UST-16844 | Federal Government | 1 | 1984-10-09 | Permanently Closed | 3000 | Heating Oil No.2
NEWPORT | NAVAL EDUCATION & TRAINING CENTER | BUILDING 55, CHI | UST-16845 | Federal Government | 1 | 1984-10-09 | Permanently Closed | 1000 | Gasoline
NEWPORT | NAVAL EDUCATION & TRAINING CENTER | BUILDING 55, CHI | UST-16845 | Federal Government | 2 | 1984-10-09 | Permanently Closed | 1000 | Gasoline
NEWPORT | NAVAL EDUCATION & TRAINING CENTER | BUILDING 55, CHI | UST-16845 | Federal Government | 3 | 1984-10-09 | Permanently Closed | 5000 | Gasoline
NEWPORT | NAVAL EDUCATION & TRAINING CENTER | STRINGHAM RD | UST-17266 | Federal Government | 1 | 1984-10-09 | Permanently Closed | 4000 | Gasoline
NEWPORT | NAVAL EDUCATION & TRAINING CENTER | STRINGHAM RD | UST-17266 | Federal Government | 2 | 1984-10-09 | Permanently Closed | 4000 | Gasoline
NEWPORT | NAVAL EDUCATION & TRAINING CENTER | BUILDING 391 | UST-17267 | Federal Government | 1 | 1984-10-09 | Permanently Closed | 1000 | Heating Oil No.2
NEWPORT | NAVAL EDUCATION & TRAINING CENTER | BUILDING W-36 | UST-18976 | Federal Government | 1 | 1984-10-09 | Permanently Closed | 3 | Heating Oil No.2
NEWPORT | NAVAL EDUCATION AND TRAINING CENTER | BUILDING 7, CODD CV | UST-190 | Federal Government | 1 | 1943-03-01 | Permanently Closed | 20000 | Heating Oil No.4
NEWPORT | NAVAL EDUCATION AND TRAINING CENTER | BUILDING 7, CODD CV | UST-190 | Federal Government | 2 | 1943-03-01 | Permanently Closed | 20000 | Heating Oil No.4
NEWPORT | NAVAL EDUCATION AND TRAINING CENTER | BUILDING 7, CODD CV | UST-190 | Federal Government | 3 | 1943-03-01 | Permanently Closed | 20000 | Heating Oil No.4
NEWPORT | NAVAL EDUCATION AND TRAINING CENTER | BUILDING 7, CODD CV | UST-190 | Federal Government | 4 | 1969-03-01 | Permanently Closed | 20000 | Heating Oil No.4
NEWPORT | NAVAL EDUCATION AND TRAINING CENTER | BUILDING 7, CODD CV | UST-190 | Federal Government | 5 | 1969-03-01 | Permanently Closed | 20000 | Heating Oil No.4
NEWPORT | NAVAL EDUCATION AND TRAINING CENTER | BUILDING 7, CODD CV | UST-190 | Federal Government | 6 | 1969-03-01 | Permanently Closed | 20000 | Heating Oil No.4
NEWPORT | NAVAL EDUCATION AND TRAINING CENTER | BUILDING 7, CODD CV | UST-190 | Federal Government | 7 | 1960-02-01 | Permanently Closed | 1000 | Diesel
NEWPORT | NAVAL EDUCATION AND TRAINING CENTER | BUILDING 7, CODD CV | UST-190 | Federal Government | 8 | 1996-11-20 | In Use | 35000 | Heating Oil No.2 | Double Walled | 2017-01-02
NEWPORT | NAVAL EDUCATION AND TRAINING CENTER | BUILDING 7, CODD CV | UST-190 | Federal Government | 9 | 1997-01-06 | In Use | 35000 | Heating Oil No.2 | Double Walled
NEWPORT | NAVAL EDUCATION AND TRAINING CENTER | BUILDING 7, CODD CV | UST-190 | Federal Government | 10 | 1997-02-20 | In Use | 1000 | Diesel | Double Walled | 2017-10-19
NEWPORT | NAVAL EDUCATION AND TRAINING CENTER | BUILDING 7, CODD CV | UST-190 | Federal Government | 11 | 1984-10-09 | Permanently Closed | 0 | Other | Single Walled
NEWPORT | NAVAL EDUCATION AND TRAINING CENTER | BUILDING 7, CODD CV | UST-190 | Federal Government | 12 | 2002-07-27 | In Use | 30000 | Heating Oil No.4 | Double Walled
NEWPORT | NAVAL EDUCATION AND TRAINING CENTER | BUILDING 7, CODD CV | UST-190 | Federal Government | 13 | 2002-07-27 | In Use | 30000 | Heating Oil No.4 | Double Walled
NEWPORT | NAVAL EDUCATION AND TRAINING CENTER | BUILDING 7, CODD CV | UST-190 | Federal Government | 14 | 2006-05-25 | In Use | 35000 | Heating Oil No.2 | Double Walled
NEWPORT | NAVAL EDUCATION AND TRAINING CENTER | BUILDING 7, CODD CV | UST-190 | Federal Government | 15 | 2006-05-25 | In Use | 35000 | Heating Oil No.2 | Double Walled
NEWPORT | NAVAL EDUCATION AND TRAINING CENTER | BUILDING A6, NAVAL HOSPITAL | UST-191 | Federal Government | 1 | 1967-03-01 | Permanently Closed | 20000 | Heating Oil No.2
NEWPORT | NAVAL EDUCATION AND TRAINING CENTER | BUILDING A6, NAVAL HOSPITAL | UST-191 | Federal Government | 2 | 1967-03-01 | Permanently Closed | 20000 | Unknown
NEWPORT | NAVAL EDUCATION AND TRAINING CENTER | STRUCTURE 74, CHI | UST-192 | Federal Government | 1 | 1997-03-17 | Permanently Closed | 250000 | Unknown
NEWPORT | NAVAL EDUCATION AND TRAINING CENTER | STRUCTURE 74, CHI | UST-192 | Federal Government | 2 | 1997-03-17 | Permanently Closed | 250000 | Other | Double Walled
NEWPORT | NAVAL EDUCATION AND TRAINING CENTER | BUILDING 987, MELVILLE (SLS) | UST-3685 | Federal Government | 1 | 1995-10-01 | In Use | 1000 | Diesel | Double Walled | 2017-10-19
NEWPORT | NAVAL EDUCATION AND TRAINING CENTER | BUILDING 170, CHI (SLS) | UST-3687 | Federal Government | 1 | 1995-10-01 | In Use | 1000 | Diesel | Double Walled | 2017-10-19
NEWPORT | NAVAL EDUCATION AND TRAINING CENTER | BUILDING 338, CODD. POINT (SLS) | UST-3688 | Federal Government | 1 | 1995-10-24 | In Use | 2500 | Diesel | Double Walled | 2016-12-21
NEWPORT | NAVAL EDUCATION AND TRAINING CENTER | BUILDING 315, CODD. PT. (SLS) | UST-3689 | Federal Government | 1 | 1995-10-21 | In Use | 1000 | Diesel | Double Walled | 2016-12-22
NEWPORT | NAVAL EDUCATION AND TRAINING CENTER | BUILDING 25, CODD. CV | UST-3690 | Federal Government | 1 | 1995-10-01 | Permanently Closed | 1000 | Diesel | Double Walled
NEWPORT | NAVAL EDUCATION AND TRAINING CENTER | BUILDING 74, CODD. CV | UST-3691 | Federal Government | 1 | 1995-10-01 | Permanently Closed | 1000 | Diesel | Double Walled
NEWPORT | NAVAL EDUCATION AND TRAINING CENTER | BUILDING 75, CODD. CV | UST-3692 | Federal Government | 1 | 1995-10-01 | In Use | 2500 | Diesel | Double Walled | 2017-10-19
NEWPORT | NAVAL EDUCATION AND TRAINING CENTER | BUILDING 694, MIDWAY (SLS) | UST-3693 | Federal Government | 1 | 1995-10-01 | In Use | 1000 | Diesel | Double Walled | 2017-10-17
NEWPORT | NAVAL EDUCATION AND TRAINING CENTER | BUILDING 1181, MELVILLE (SLS) | UST-3694 | Federal Government | 1 | 1995-10-01 | In Use | 1000 | Diesel | Double Walled | 2017-10-19
NEWPORT | NAVAL EDUCATION AND TRAINING CENTER | BUILDING 820, MELVILLE (SLS) | UST-3695 | Federal Government | 1 | 1995-10-01 | In Use | 1000 | Diesel | Double Walled | 2017-10-19
NEWPORT | NAVAL EDUCATION AND TRAINING CENTER | BUILDING 700, FORT ADAMS (SLS) | UST-3696 | Federal Government | 1 | 1995-10-01 | Permanently Closed | 2000 | Diesel | Double Walled
NEWPORT | NAVAL EDUCATION AND TRAINING CENTER | BUILDING 448, FORT ADAMS (SLS) | UST-3697 | Federal Government | 1 | 1995-10-01 | In Use | 1000 | Diesel | Double Walled | 2017-10-19
NEWPORT | NAVAL EDUCATION AND TRAINING CENTER | BUILDING 68, NAVAL HOSP. (SLS) | UST-3698 | Federal Government | 1 | 1995-10-01 | In Use | 2500 | Diesel | Double Walled | 2017-10-19
NEWPORT | NAVAL EDUCATION AND TRAINING CENTER | BUILDING 447, EADIE HALL PEARY ST | UST-18382 | Federal Government | 1 | 1998-11-17 | In Use | 2500 | Heating Oil No.2 | Double Walled
NEWPORT | NAVAL EXCHANGE COMPLEX | BUILDING 1250, CODD. POINT | UST-3647 | Federal Government | 1 | 1984-01-01 | Permanently Closed | 3000 | Heating Oil No.2
NEWPORT | NAVAL EXCHANGE COMPLEX | BUILDING 1250, CODD. POINT | UST-3647 | Federal Government | 2 | 1999-08-02 | In Use | 3000 | Heating Oil No.2 | Double Walled
NEWPORT | NAVAL EXCHANGE SERVICE STATION | BUILDING1286 | UST-3251 | Federal Government | 1 | 1991-07-10 | In Use | 20000 | Gasoline | Double Walled | 2013-10-24
NEWPORT | NAVAL EXCHANGE SERVICE STATION | BUILDING1286 | UST-3251 | Federal Government | 2 | 1991-07-10 | In Use | 20000 | Gasoline | Double Walled | 2013-10-24
NEWPORT | NAVAL EXCHANGE SERVICE STATION | BUILDING1286 | UST-3251 | Federal Government | 3 | 1991-04-07 | In Use | 20000 | Gasoline | Double Walled | 2013-10-24
NEWPORT | NAVAL EXCHANGE SERVICE STATION | BUILDING1286 | UST-3251 | Federal Government | 4 | 1991-09-01 | Permanently Closed | 500 | Waste Oil
NEWPORT | NAVAL EXCHANGE SERVICE STATION | BUILDING1286 | UST-3251 | Federal Government | 5 | 1990-01-22 | Permanently Closed | 2500 | Heating Oil No.2 | Double Walled
NEWPORT | NAVAL HOSPITAL | BUILDING 49 | UST-212 | Federal Government | 1 | 1941-03-01 | Permanently Closed | 2000 | Gasoline
NEWPORT | NAVAL STATION | COPPODANO DR. - (NEAR) BUILDING 197CP | UST-4164 | Federal Government | 1 | 1984-10-09 | Permanently Closed | 1000 | Heating Oil No.2
NEWPORT | NAVAL STATION AREA | VAUGHN AND BRETT ST | UST-4163 | Federal Government | 1 | 1984-10-09 | Permanently Closed | 1000 | Heating Oil No.2
NEWPORT | NAVAL STATION NEWPORT | 1 SIMONPIETRI DR. - SOUTH OF BLDG. 1284 | UST-4379 | Federal Government | 1 | 1984-10-09 | Permanently Closed | 8000 | Gasoline
NEWPORT | NAVAL STATION NEWPORT - PRICHARD FIELD | BARCHOW ST | UST-4757 | Federal Government | 1 | 1984-10-09 | Permanently Closed | 1000 | Heating Oil No.2
NEWPORT | NAVAL STATION NEWPORT - PRICHARD FIELD | BARCHOW ST | UST-4757 | Federal Government | 2 | 1984-10-09 | Permanently Closed | 1000 | Heating Oil No.2
NEWPORT | NAVAL STATION NEWPORT MARINA | 152 PERRY RD | UST-19291 | Federal Government | 1 | 1984-10-09 | Permanently Closed | 500 | Gasoline
NEWPORT | NAVAL UNDERWATER SYSTEM CENTER | BUILDING 119, CODD. CV | UST-15016 | Federal Government | 1 | 1945-03-01 | Permanently Closed | 1000 | Heating Oil No.2
NEWPORT | NAVAL UNDERWATER SYSTEM CENTER | BUILDING 119, CODD. CV | UST-15016 | Federal Government | 2 | 1945-03-01 | Permanently Closed | 3000 | Gasoline
NEWPORT | NAVAL UNDERWATER SYSTEMS CENTER | BUILDING 1257 | UST-1497 | Federal Government | 1 | 1985-11-01 | Permanently Closed | 2000 | Heating Oil No.2
NEWPORT | NAVAL UNDERWATER SYSTEMS CENTER | NAVAL BASE, BLDG. 1258 | UST-2538 | Federal Government | 1 | 1986-04-01 | Permanently Closed | 6000 | Diesel
NEWPORT | NAVAL UNDERWATER SYSTEMS CENTER | NAVAL BASE, BLDGS. 179,654,124 | UST-2539 | Federal Government | 1 | 1961-04-01 | Permanently Closed | 1436 | Hazardous Substance
NEWPORT | NAVAL UNDERWATER SYSTEMS CENTER | NAVAL BASE, BLDGS. 179,654,124 | UST-2539 | Federal Government | 2 | 1961-04-01 | Permanently Closed | 5744 | Hazardous Substance
NEWPORT | NAVAL UNDERWATER SYSTEMS CENTER | NAVAL BASE, BLDGS. 179,654,124 | UST-2539 | Federal Government | 3 | 1974-03-01 | Permanently Closed | 888 | Hazardous Substance
NEWPORT | NAVAL UNDERWATER SYSTEMS CENTER | NAVAL BASE, BLDGS. 179,654,124 | UST-2539 | Federal Government | 4 | 1984-08-01 | Permanently Closed | 888 | Hazardous Substance
NEWPORT | NAVAL UNDERWATER SYSTEMS CENTER | NAVAL BASE, BLDG. 1171 &112 | UST-2614 | Federal Government | 1 | 1979-08-01 | Permanently Closed | 500 | Diesel
NEWPORT | NAVAL UNDERWATER SYSTEMS CENTER | NAVAL BASE, BLDG. 1171 &112 | UST-2614 | Federal Government | 2 | 1985-02-01 | Permanently Closed | 300 | Diesel
NEWPORT | NAVAL UNDERWATER SYSTEMS CENTER | NAVAL BASE BLDG. 119 | UST-15417 | Federal Government | 1 | 1984-10-09 | Permanently Closed | 3000 | Heating Oil No.2
NEWPORT | NAVAL UNDERWATER SYSTEMS CENTER | NAVAL BASE BLDG. 119 | UST-15417 | Federal Government | 2 | 1984-10-09 | Permanently Closed | 1000 | Waste Oil
NEWPORT | NAVAL WAR COLLEGE | BUILDING 29, CHI | UST-213 | Federal Government | 1 | 1975-03-01 | Permanently Closed | 3000 | Diesel
NEWPORT | NAVAL WAR COLLEGE | BUILDING 29, CHI | UST-213 | Federal Government | 2 | 1990-12-01 | Permanently Closed | 2500 | Diesel | Double Walled
NEWPORT | NAVY HOUSING | 2 JACKSON RD | UST-NR-9005 | Federal Government | 1 | null | Permanently Closed | 750 | Heating Oil No.2
NEWPORT | NAVY'S NEY HALL GALLEY, BUILDING 292 CP | 292 CAPODANNO DR | UST-4658 | Federal Government | 1 | 1984-10-09 | Permanently Closed | 1000 | Heating Oil No.2
NEWPORT | NAVY'S NEY HALL GALLEY, BUILDING 292 CP | 292 CAPODANNO DR | UST-4658 | Federal Government | 2 | 1984-10-09 | Permanently Closed | 1000 | Diesel
NEWPORT | NETC, FIRE FIGHTING TRAINING FACILITY | BUILDING 1276 | UST-3616 | Federal Government | 1 | 1990-01-01 | Permanently Closed | 4000 | Other | Double Walled
NEWPORT | NETC, FIRE FIGHTING TRAINING FACILITY | BUILDING 1276 | UST-3616 | Federal Government | 2 | 1990-01-01 | Permanently Closed | 12000 | Heating Oil No.2 | Double Walled
NEWPORT | NEW ENGLAND TELEPHONE COMPANY | CONNELL HWY | UST-1226 | Commercials | 1 | 1970-05-01 | Permanently Closed | 4000 | Gasoline
NEWPORT | NEW ENGLAND TELEPHONE COMPANY | CONNELL HWY | UST-1226 | Commercials | 2 | 1986-02-01 | Permanently Closed | 4000 | Gasoline
NEWPORT | NEW ENGLAND TELEPHONE COMPANY | CONNELL HWY | UST-1226 | Commercials | 3 | 1970-05-01 | Permanently Closed | 275 | Waste Oil
NEWPORT | NEW ENGLAND TELEPHONE COMPANY | CONNELL HWY | UST-1226 | Commercials | 4 | 1970-05-01 | Permanently Closed | 1000 | Heating Oil No.2
NEWPORT | NEW YORK YACHT CLUB/HARBOUR CT | 5 HALIDON AVE | UST-3022 | Commercials | 1 | 1984-10-09 | Permanently Closed | 2000 | Heating Oil No.2
NEWPORT | NEW YORK YACHT CLUB/HARBOUR CT | 5 HALIDON AVE | UST-3022 | Commercials | 2 | 1984-10-09 | Permanently Closed | 1000 | Heating Oil No.2
NEWPORT | NEW YORK YACHT CLUB/HARBOUR CT | 5 HALIDON AVE | UST-3022 | Commercials | 3 | 1984-10-09 | Permanently Closed | 275 | Heating Oil No.2
NEWPORT | NEWPORT ART MUSEUM | 76 BELLEVUE AVE | UST-3009 | Other | 1 | 1954-03-01 | Permanently Closed | 1000 | Heating Oil No.2
NEWPORT | NEWPORT COUNTRY CLUB | 264 HARRISON AVE | UST-84 | Commercials | 1 | 1955-02-01 | Permanently Closed | 500 | Gasoline
NEWPORT | NEWPORT COUNTRY CLUB | 264 HARRISON AVE | UST-84 | Commercials | 2 | 1984-10-09 | Permanently Closed | 1000 | Gasoline
NEWPORT | NEWPORT DAILY NEWS, THE | 101 MALBONE RD | UST-82 | Commercials | 1 | 1970-02-01 | Permanently Closed | 1000 | Gasoline
NEWPORT | NEWPORT FORGING & WELDING | 50 FRIENDSHIP ST | UST-19075 | Commercials | 1 | 1984-10-09 | Permanently Closed | 500 | Waste Oil
NEWPORT | NEWPORT HARBOR CENTER | 365 THAMES ST | UST-2818 | City/Town Government | 1 | 1984-10-09 | In Use | 1000 | Heating Oil No.2
NEWPORT | NEWPORT HOSPITAL | 11 FRIENDSHIP ST | UST-1608 | Other | 1 | 1968-03-01 | Permanently Closed | 10000 | Diesel
NEWPORT | NEWPORT HOSPITAL | 11 FRIENDSHIP ST | UST-1608 | Other | 2 | 1988-02-01 | In Use | 6000 | Diesel | Double Walled
NEWPORT | NEWPORT HOSPITAL | 11 FRIENDSHIP ST | UST-1608 | Other | 3 | 1968-03-01 | Permanently Closed | 3000 | Diesel
NEWPORT | NEWPORT HOSPITAL | 11 FRIENDSHIP ST | UST-1608 | Other | 4 | 1994-05-01 | Permanently Closed | 6000 | Diesel | Double Walled
NEWPORT | NEWPORT HOSPITAL | 11 FRIENDSHIP ST | UST-1608 | Other | 5 | 1968-04-01 | Permanently Closed | 20000 | Heating Oil No.6
NEWPORT | NEWPORT HOSPITAL | 11 FRIENDSHIP ST | UST-1608 | Other | 6 | 1968-04-01 | Permanently Closed | 20000 | Heating Oil No.6
NEWPORT | NEWPORT HOSPITAL | 11 FRIENDSHIP ST | UST-1608 | Other | 7 | 1998-02-25 | In Use | 30000 | Heating Oil No.2 | Double Walled
NEWPORT | NEWPORT HOUSING AUTHORITY | 19 CHAPEL ST | UST-4280 | City/Town Government | 1 | 1984-10-09 | Permanently Closed | 1000 | Heating Oil No.4
NEWPORT | NEWPORT ISLANDER DOUBLETREE HOTEL | GOAT ISLAND | UST-1686 | Commercials | 1 | 1982-09-01 | Permanently Closed | 500 | Diesel
NEWPORT | NEWPORT ISLANDER DOUBLETREE HOTEL | GOAT ISLAND | UST-1686 | Commercials | 2 | 1984-10-09 | Permanently Closed | 500 | Diesel
NEWPORT | NEWPORT ISLANDER DOUBLETREE HOTEL | GOAT ISLAND | UST-1686 | Commercials | 3 | 1984-10-09 | Permanently Closed | 1000 | Unknown
NEWPORT | NEWPORT LIBRARY | 300 SPRING ST | UST-18350 | Other | 1 | 1984-10-09 | Permanently Closed | 10000 | Heating Oil No.2
NEWPORT | NEWPORT MALL | 199 CONNELL HWY | UST-17016 | Other | 1 | 1984-10-09 | Permanently Closed | 2000 | Diesel
NEWPORT | NEWPORT MALL | 199 CONNELL HWY | UST-17016 | Other | 2 | 1984-10-09 | Permanently Closed | 500 | Waste Oil
NEWPORT | NEWPORT NATIONAL GOLF CLUB | MITCHELLS LN | UST-18329 | Other | 1 | 1984-10-09 | Permanently Closed | 1000 | Gasoline
NEWPORT | NEWPORT NATIONAL GOLF CLUB | MITCHELLS LN | UST-18329 | Other | 2 | 1984-10-09 | Permanently Closed | 1000 | Diesel
NEWPORT | NEWPORT OIL (GATEWAY PROJECT) | WASHINGTON ST | UST-280 | Commercials | 1 | 1980-03-01 | Permanently Closed | 2000 | Diesel
NEWPORT | NEWPORT OIL (GATEWAY PROJECT) | WASHINGTON ST | UST-280 | Commercials | 2 | 1980-03-01 | Permanently Closed | 3000 | Gasoline
NEWPORT | NEWPORT OIL (GATEWAY PROJECT) | WASHINGTON ST | UST-280 | Commercials | 3 | 1980-03-01 | Permanently Closed | 3000 | Gasoline
NEWPORT | NEWPORT OIL (GATEWAY PROJECT) | WASHINGTON ST | UST-280 | Commercials | 4 | 1984-10-09 | Permanently Closed | 550 | Waste Oil
NEWPORT | NEWPORT POLICE STATION | 120 BROADWAY | UST-3107 | City/Town Government | 1 | 1985-02-01 | Permanently Closed | 5000 | Diesel | Single Walled
NEWPORT | NEWPORT POLICE STATION | 120 BROADWAY | UST-3107 | City/Town Government | 2 | 2002-05-24 | Permanently Closed | 2000 | Diesel | Double Walled
NEWPORT | NEWPORT PUBLIC WORKS GARAGE | 80 HALSEY ST | UST-65 | City/Town Government | 1 | 1976-02-01 | Permanently Closed | 6000 | Gasoline
NEWPORT | NEWPORT PUBLIC WORKS GARAGE | 80 HALSEY ST | UST-65 | City/Town Government | 2 | 1974-02-01 | Permanently Closed | 8000 | Gasoline
NEWPORT | NEWPORT PUBLIC WORKS GARAGE | 80 HALSEY ST | UST-65 | City/Town Government | 3 | 1974-02-01 | Permanently Closed | 1000 | Diesel
NEWPORT | NEWPORT PUBLIC WORKS GARAGE | 80 HALSEY ST | UST-65 | City/Town Government | 4 | 1984-10-09 | Permanently Closed | 500 | Waste Oil
NEWPORT | NEWPORT ROOFING COMPANY | 15 VERNON AVE | UST-365 | Commercials | 1 | 1980-04-01 | Permanently Closed | 1000 | Gasoline
NEWPORT | NEWPORT ROOFING COMPANY | 15 VERNON AVE | UST-365 | Commercials | 2 | 1965-04-01 | Permanently Closed | 500 | Gasoline
NEWPORT | NEWPORT ROOFING COMPANY | 15 VERNON AVE | UST-365 | Commercials | 3 | 1965-04-01 | Permanently Closed | 5000 | Heating Oil No.2
NEWPORT | NEWPORT ROOFING COMPANY | 15 VERNON AVE | UST-365 | Commercials | 4 | 1970-04-01 | Permanently Closed | 500 | Kerosene
NEWPORT | NEWPORT SHELL | 138 J. T. CONNELL HWY | UST-803 | Gasoline Station | 1 | 1975-04-01 | Permanently Closed | 10000 | Gasoline
NEWPORT | NEWPORT SHELL | 138 J. T. CONNELL HWY | UST-803 | Gasoline Station | 2 | 1975-04-01 | Permanently Closed | 8000 | Gasoline
NEWPORT | NEWPORT SHELL | 138 J. T. CONNELL HWY | UST-803 | Gasoline Station | 3 | 1975-04-01 | Permanently Closed | 8000 | Gasoline
NEWPORT | NEWPORT SHELL | 138 J. T. CONNELL HWY | UST-803 | Gasoline Station | 4 | 1975-04-01 | Permanently Closed | 8000 | Gasoline
NEWPORT | NEWPORT SHELL | 138 J. T. CONNELL HWY | UST-803 | Gasoline Station | 5 | 1969-02-01 | Permanently Closed | 500 | Waste Oil
NEWPORT | NEWPORT SHELL | 138 J. T. CONNELL HWY | UST-803 | Gasoline Station | 6 | 1969-02-01 | Permanently Closed | 500 | Heating Oil No.2
NEWPORT | NEWPORT SHELL | 138 J. T. CONNELL HWY | UST-803 | Gasoline Station | 7 | 1990-04-01 | Permanently Closed | 1000 | Heating Oil No.2 | Double Walled | 1990-04-01
NEWPORT | NEWPORT SHELL | 138 J. T. CONNELL HWY | UST-803 | Gasoline Station | 10 | 1990-04-24 | Permanently Closed | 12000 | Diesel | Double Walled | 2010-05-01
NEWPORT | NEWPORT SHELL | 138 J. T. CONNELL HWY | UST-803 | Gasoline Station | 11 | 1990-04-22 | Permanently Closed | 12000 | Gasoline | Double Walled | 2005-10-03
NEWPORT | NEWPORT SHELL | 138 J. T. CONNELL HWY | UST-803 | Gasoline Station | 12 | 1990-04-23 | Permanently Closed | 12000 | Gasoline | Double Walled | 2005-10-03
NEWPORT | NEWPORT SHELL | 138 J. T. CONNELL HWY | UST-803 | Gasoline Station | 13 | 2023-03-13 | In Use | 15000 | Gasoline | Double Walled | 2023-04-06
NEWPORT | NEWPORT SHELL | 138 J. T. CONNELL HWY | UST-803 | Gasoline Station | 14 | 2023-03-13 | In Use | 9000 | Gasoline | Double Walled | 2023-04-06
NEWPORT | NEWPORT SHELL | 138 J. T. CONNELL HWY | UST-803 | Gasoline Station | 15 | 2023-03-13 | In Use | 6000 | Diesel | Double Walled | 2023-04-06
NEWPORT | NEWPORT TENT COMPANY, INC. | P.O. BOX 3069 | UST-1644 | Commercials | 1 | 1971-03-01 | Permanently Closed | 500 | Gasoline
NEWPORT | NEWPORT WATER PLANT | 100 BLISS MINE RD | UST-2584 | City/Town Government | 1 | 1971-04-01 | Permanently Closed | 500 | Diesel
NEWPORT | NEWPORT WATER PLANT | 100 BLISS MINE RD | UST-3214 | City/Town Government | 1 | 1990-06-01 | Permanently Closed | 4000 | Diesel | Double Walled
NEWPORT | NEWPORT WATER PLANT | 100 BLISS MINE RD | UST-3214 | City/Town Government | 2 | 1984-10-09 | Permanently Closed | 500 | Diesel
NEWPORT | NEWPORT WATER POLLUTION CONTROL PLANT | JT CONNELL HWY | UST-600 | City/Town Government | 1 | 1985-01-01 | Permanently Closed | 2000 | Diesel
NEWPORT | NEWPORT WATER POLLUTION CONTROL PLANT | JT CONNELL HWY | UST-600 | City/Town Government | 2 | 1955-06-01 | Permanently Closed | 1500 | Heating Oil No.2
NEWPORT | NEWPORT WATER POLLUTION CONTROL PLANT | JT CONNELL HWY | UST-600 | City/Town Government | 3 | 1955-06-01 | Permanently Closed | 1500 | Heating Oil No.2
NEWPORT | NEWPORT WATER TREATMENT PLANT | BLISS MINE RD | UST-601 | City/Town Government | 1 | 1977-04-01 | Permanently Closed | 2000 | Diesel
NEWPORT | NEWPORT WATER TREATMENT PLANT | BLISS MINE RD | UST-601 | City/Town Government | 2 | 1977-04-01 | Permanently Closed | 1000 | Heating Oil No.2
NEWPORT | NEWPORT WWTF - CODDINGTON WHARF PUMP STN | 32 CODDINGTON WHARF | UST-603 | City/Town Government | 1 | 1978-04-01 | Permanently Closed | 500 | Diesel
NEWPORT | NEWPORT WWTF - LONG WHARF PUMP STN | 100 LONG WHARF MALL DR | UST-604 | City/Town Government | 1 | 1976-04-01 | Permanently Closed | 3000 | Diesel
NEWPORT | NEWPORT WWTF - LONG WHARF PUMP STN | 100 LONG WHARF MALL DR | UST-604 | City/Town Government | 2 | 1991-02-01 | Permanently Closed | 3000 | Diesel | Double Walled
NEWPORT | NEWPORT WWTF - LONG WHARF PUMP STN | 100 LONG WHARF MALL DR | UST-604 | City/Town Government | 3 | 1976-04-01 | Permanently Closed | 1000 | Heating Oil No.2
NEWPORT | NEWPORT XTRA MART - SUNOCO | 27 MEMORIAL BLVD | UST-586 | Gasoline Station | 1 | 1976-04-01 | Permanently Closed | 10000 | Gasoline
NEWPORT | NEWPORT XTRA MART - SUNOCO | 27 MEMORIAL BLVD | UST-586 | Gasoline Station | 2 | 1976-04-01 | Permanently Closed | 10000 | Diesel
NEWPORT | NEWPORT XTRA MART - SUNOCO | 27 MEMORIAL BLVD | UST-586 | Gasoline Station | 3 | 1976-04-01 | Permanently Closed | 10000 | Gasoline
NEWPORT | NEWPORT XTRA MART - SUNOCO | 27 MEMORIAL BLVD | UST-586 | Gasoline Station | 4 | 2000-12-05 | Permanently Closed | 10000 | Gasoline | Double Walled
NEWPORT | NEWPORT XTRA MART - SUNOCO | 27 MEMORIAL BLVD | UST-586 | Gasoline Station | 5 | 2000-12-05 | Permanently Closed | 10000 | Gasoline | Double Walled
NEWPORT | NEWPORT XTRA MART - SUNOCO | 27 MEMORIAL BLVD | UST-586 | Gasoline Station | 6 | 2000-12-05 | Permanently Closed | 10000 | Diesel | Double Walled
NEWPORT | NEWPORT XTRA MART - SUNOCO | 27 MEMORIAL BLVD | UST-586 | Gasoline Station | 7 | 1984-10-09 | Permanently Closed | 500 | Unknown
NEWPORT | NEWPORT XTRA MART - SUNOCO | 27 MEMORIAL BLVD | UST-586 | Gasoline Station | 8 | 1984-10-09 | Permanently Closed | 1000 | Unknown
NEWPORT | ODDFELLOWS HALL | 3 CHARLES ST | UST-3449 | Other | 1 | 1984-10-09 | Permanently Closed | 1000 | Heating Oil No.2
NEWPORT | OPERA HOUSE, INC. | 19 TOURO ST | UST-19087 | Commercials | 1 | 1984-10-09 | Permanently Closed | 1500 | Heating Oil No.2
NEWPORT | PARADISE RESIDENCE | 138 WEBSTER ST | UST-18962 | Private Residence | 1 | 1984-10-09 | Permanently Closed | 550 | Gasoline
NEWPORT | PAUL J. DEL NERO | 474 THAMES ST | UST-15022 | Commercials | 1 | 1984-10-09 | Permanently Closed | 9999999 | Unknown
NEWPORT | PAUL J. DEL NERO | 474 THAMES ST | UST-15022 | Commercials | 2 | 1984-10-09 | Permanently Closed | 9999 | Unknown
NEWPORT | PAUL J. DEL NERO | 474 THAMES ST | UST-15022 | Commercials | 3 | 1984-10-09 | Permanently Closed | 9999 | Unknown
NEWPORT | PAUL J. DEL NERO | 474 THAMES ST | UST-15022 | Commercials | 4 | 1984-10-09 | Permanently Closed | 9999 | Unknown
NEWPORT | PAUL J. DEL NERO | 474 THAMES ST | UST-15022 | Commercials | 5 | 1984-10-09 | Permanently Closed | 9999 | Unknown
NEWPORT | PELHAM GARAGE | 14 PELHAM ST | UST-15839 | Commercials | 1 | 1984-10-09 | Permanently Closed | 9999999 | Waste Oil
NEWPORT | PELHAM GARAGE | 14 PELHAM ST | UST-15839 | Commercials | 2 | 1984-10-09 | Permanently Closed | 3000 | Gasoline
NEWPORT | PELHAM GARAGE | 14 PELHAM ST | UST-15839 | Commercials | 3 | 1984-10-09 | Permanently Closed | 3000 | Gasoline
NEWPORT | PELL SCHOOL | BELLEVUE AVE | UST-2819 | Education - Town | 1 | 1984-10-09 | In Use | 1000 | Heating Oil No.2
NEWPORT | PEOPLE'S CREDIT UNION | 43 MEMORIAL BLVD | UST-4212 | Commercials | 1 | 1984-10-09 | Permanently Closed | 1000 | Unknown
NEWPORT | PROVIDENCE GAS COMPANY, NEWPORT DIVISION | 9 CONNELL HWY | UST-48 | Commercials | 1 | 1980-01-01 | Permanently Closed | 10000 | Gasoline
NEWPORT | PROVIDENCE GAS COMPANY, NEWPORT DIVISION | 9 CONNELL HWY | UST-48 | Commercials | 2 | 1980-01-01 | Permanently Closed | 10000 | Gasoline
NEWPORT | R & D TRUST PROPERTY | 142 SPRING ST | UST-18829 | Commercials | 1 | 1984-10-09 | Permanently Closed | 1000 | Unknown
NEWPORT | RAVEN REALTY | 396 GIBBS AVE | UST-4880 | Commercials | 1 | null | Tank Not Found | 1000 | Heating Oil No.2
NEWPORT | RAYBURG LANDSCAPING | 24 CLINTON ST | UST-78 | Commercials | 1 | 1968-02-01 | Permanently Closed | 500 | Gasoline
NEWPORT | REDWOOD LIBRARY/ATTN. TOM WILSON | 50 BELLEVUE AVE | UST-2285 | Other | 1 | 1949-07-01 | Permanently Closed | 2000 | Heating Oil No.2
NEWPORT | RESIDENTIAL PROPERTY | PRICE'S NECK RD | UST-18896 | Private Residence | 1 | 1984-10-09 | Permanently Closed | 1000 | Gasoline
NEWPORT | RICHARD D'ADDARIO | ONE CTHOUSE SQ | UST-18757 | Commercials | 1 | 1984-10-09 | Permanently Closed | 0 | Not Listed
NEWPORT | RIPTA/NEWPORT BUS GARAGE | 350 CODDINGTON HWY | UST-3732 | State Government | 1 | 1995-04-26 | Permanently Closed | 20000 | Diesel | Double Walled
NEWPORT | RITTER RESIDENTIAL PROPERTY | 181 OCEAN AVE | UST-3966 | Private Residence | 1 | 1984-10-09 | Permanently Closed | 4000 | Heating Oil No.2
NEWPORT | ROBERT DREW | 36 BEACON HILL RD | UST-4546 | Private Residence | 1 | 1984-10-09 | Permanently Closed | 2000 | Heating Oil No.2
NEWPORT | ROCKERY HALL | 425 BELLEVUE AVE | UST-17270 | Other | 1 | 1984-10-09 | Permanently Closed | 2500 | Heating Oil No.2
NEWPORT | ROGERS HIGH SCHOOL | 15 WICKHAM RD | UST-714 | Education - Town | 1 | 1960-04-01 | Permanently Closed | 5000 | Heating Oil No.2
NEWPORT | ROGERS HIGH SCHOOL | 15 WICKHAM RD | UST-714 | Education - Town | 2 | 1960-04-01 | Permanently Closed | 5000 | Heating Oil No.2
NEWPORT | ROGERS HIGH SCHOOL | 15 WICKHAM RD | UST-714 | Education - Town | 3 | 1996-09-12 | Permanently Closed | 10000 | Heating Oil No.2 | Double Walled
NEWPORT | ROGERS HIGH SCHOOL | 15 WICKHAM RD | UST-714 | Education - Town | 4 | 1984-10-09 | Permanently Closed | 500 | Waste Oil
NEWPORT | ROUTE 138 MOBIL | 163 J.T. CONNELL HWY | UST-1511 | Gasoline Station | 1 | 1974-04-01 | Permanently Closed | 500 | Heating Oil No.2
NEWPORT | ROUTE 138 MOBIL | 163 J.T. CONNELL HWY | UST-1511 | Gasoline Station | 2 | 1990-11-01 | Permanently Closed | 1000 | Waste Oil | Double Walled
NEWPORT | ROUTE 138 MOBIL | 163 J.T. CONNELL HWY | UST-1511 | Gasoline Station | 3 | 1974-04-01 | Permanently Closed | 500 | Waste Oil
NEWPORT | ROUTE 138 MOBIL | 163 J.T. CONNELL HWY | UST-1511 | Gasoline Station | 4 | 1990-11-01 | Permanently Closed | 1000 | Heating Oil No.2
NEWPORT | ROUTE 138 MOBIL | 163 J.T. CONNELL HWY | UST-1511 | Gasoline Station | 5 | 1971-04-01 | Permanently Closed | 5000 | Gasoline
NEWPORT | ROUTE 138 MOBIL | 163 J.T. CONNELL HWY | UST-1511 | Gasoline Station | 6 | 1989-10-01 | Permanently Closed | 12000 | Gasoline | Double Walled
NEWPORT | ROUTE 138 MOBIL | 163 J.T. CONNELL HWY | UST-1511 | Gasoline Station | 7 | 1969-04-01 | Permanently Closed | 10000 | Gasoline
NEWPORT | ROUTE 138 MOBIL | 163 J.T. CONNELL HWY | UST-1511 | Gasoline Station | 8 | 1989-10-01 | Permanently Closed | 10000 | Gasoline | Double Walled
NEWPORT | ROUTE 138 MOBIL | 163 J.T. CONNELL HWY | UST-1511 | Gasoline Station | 9 | 1969-04-01 | Permanently Closed | 10000 | Gasoline
NEWPORT | ROUTE 138 MOBIL | 163 J.T. CONNELL HWY | UST-1511 | Gasoline Station | 10 | 1989-10-01 | Permanently Closed | 10000 | Gasoline | Double Walled
NEWPORT | SAFEWAY SYSTEM, INC. | 215 THIRD ST | UST-59 | Commercials | 1 | 1970-03-01 | Permanently Closed | 1000 | Diesel
NEWPORT | SAFEWAY SYSTEM, INC. | 215 THIRD ST | UST-59 | Commercials | 2 | 1965-03-01 | Permanently Closed | 500 | Diesel
NEWPORT | SAFEWAY SYSTEM, INC. | 215 THIRD ST | UST-59 | Commercials | 3 | 1981-03-01 | Permanently Closed | 500 | Waste Oil
NEWPORT | SAFEWAY SYSTEM, INC. | 215 THIRD ST | UST-59 | Commercials | 4 | 1984-10-09 | Permanently Closed | 1000 | Waste Oil
NEWPORT | SAFEWAY SYSTEM, INC. | 215 THIRD ST | UST-59 | Commercials | 5 | 1984-10-09 | Permanently Closed | 5000 | Gasoline
NEWPORT | SALVE REGINA UNIVERSITY | 100 OCHRE POINT AVE | UST-132 | Education Private | 1 | 1975-03-01 | Permanently Closed | 1000 | Gasoline
NEWPORT | SALVE REGINA UNIVERSITY | 100 OCHRE POINT AVE | UST-132 | Education Private | 2 | 1975-03-01 | Permanently Closed | 500 | Gasoline
NEWPORT | SALVE REGINA UNIVERSITY | 100 OCHRE POINT AVE | UST-132 | Education Private | 3 | 1947-03-01 | Permanently Closed | 5000 | Heating Oil No.2
NEWPORT | SALVE REGINA UNIVERSITY | 100 OCHRE POINT AVE | UST-132 | Education Private | 4 | 1965-03-01 | Permanently Closed | 2000 | Heating Oil No.2
NEWPORT | SALVE REGINA UNIVERSITY | 100 OCHRE POINT AVE | UST-132 | Education Private | 5 | 1966-03-01 | Permanently Closed | 1000 | Heating Oil No.2
NEWPORT | SALVE REGINA UNIVERSITY | 100 OCHRE POINT AVE | UST-132 | Education Private | 6 | 1965-03-01 | Permanently Closed | 2000 | Heating Oil No.2
NEWPORT | SALVE REGINA UNIVERSITY | 100 OCHRE POINT AVE | UST-132 | Education Private | 7 | 1984-10-09 | Permanently Closed | 2000 | Heating Oil No.2
NEWPORT | SALVE REGINA UNIVERSITY | 100 OCHRE POINT AVE | UST-132 | Education Private | 8 | 1982-03-01 | Permanently Closed | 1000 | Heating Oil No.2
NEWPORT | SALVE REGINA UNIVERSITY | 100 OCHRE POINT AVE | UST-132 | Education Private | 9 | 1965-03-01 | Permanently Closed | 1000 | Heating Oil No.2
NEWPORT | SALVE REGINA UNIVERSITY | 100 OCHRE POINT AVE | UST-132 | Education Private | 10 | 1984-10-09 | Permanently Closed | 0 | Not Listed
NEWPORT | SALVE REGINA UNIVERSITY | 54 EAST BOWERY ST | UST-19051 | Education State | 1 | 1984-10-09 | Permanently Closed | 1000 | Diesel
NEWPORT | SALVE REGINA UNIVERSITY | 54 EAST BOWERY ST | UST-19051 | Education State | 2 | 1984-10-09 | Permanently Closed | 1000 | Gasoline
NEWPORT | SALVE REGINA UNIVERSITY | 54 EAST BOWERY ST | UST-19051 | Education State | 3 | 1984-10-09 | Permanently Closed | 3000 | Gasoline
NEWPORT | SALVE REGINA UNIVERSITY | 54 EAST BOWERY ST | UST-19051 | Education State | 4 | 1984-10-09 | Permanently Closed | 3000 | Gasoline
NEWPORT | SALVE REGINA UNIVERSITY - GERETY HALL | 51 LAWRENCE AVE | UST-4956 | Education Private | 1 | null | Permanently Closed | 2000 | Heating Oil No.2 | Single Walled
NEWPORT | SARAH HAZARD HOUSE CONDOMINIUM ASSOC | 54 KAY ST | UST-4859 | Commercials | 1 | null | Permanently Closed | 1000 | Heating Oil No.2 | Single Walled
NEWPORT | SEACLIFF MANSION (LLOYD RIVES) | 562 BELLEVUE AVE | UST-17217 | Other | 1 | 1984-10-09 | Permanently Closed | 2000 | Heating Oil No.2
NEWPORT | SEARS COURT CONDOMINIUMS | 4 RED CROSS AVE | UST-4400 | Multiple Residence | 1 | 1984-10-09 | In Use | 1500 | Heating Oil No.2
NEWPORT | SEAVIEW TERRACE MANSION | 207 RUGGLES AVE | UST-4980 | Private Residence | 1 | null | Permanently Closed | 5000 | Heating Oil No.2
NEWPORT | SEWER LIFT STATION, BUILDING 361 CODDINGTON POINT | 1 SIOMONPIETRI DRIVE | UST-3686 | Federal Government | 1 | 1985-08-01 | Permanently Closed | 500 | Heating Oil No.2 | Double Walled
NEWPORT | SEWER LIFT STATION, BUILDING 361 CODDINGTON POINT | 1 SIOMONPIETRI DRIVE | UST-3686 | Federal Government | 2 | 1985-08-01 | Permanently Closed | 500 | Heating Oil No.2
NEWPORT | SEWER LIFT STATION, BUILDING 361 CODDINGTON POINT | 1 SIOMONPIETRI DRIVE | UST-3686 | Federal Government | 3 | 1985-08-01 | Permanently Closed | 1000 | Other
NEWPORT | SEWER LIFT STATION, BUILDING 361 CODDINGTON POINT | 1 SIOMONPIETRI DRIVE | UST-3686 | Federal Government | 4 | 1995-10-14 | In Use | 1000 | Diesel | Double Walled | 2017-10-19
NEWPORT | SHEEHAN - NEWPORT FIRE STA. (FORMERLY) | 10 YOUNG ST | UST-15794 | Commercials | 1 | 1984-10-09 | Permanently Closed | 500 | Gasoline
NEWPORT | SHEFFIELD SCHOOL | 513 BROADWAY | UST-4229 | Education - Town | 1 | 1984-10-09 | Permanently Closed | 5000 | Heating Oil No.2
NEWPORT | SHELL COLBEA #49 | 560 THAMES ST | UST-802 | Gasoline Station | 1 | 1979-04-01 | Permanently Closed | 8000 | Gasoline | Single Walled
NEWPORT | SHELL COLBEA #49 | 560 THAMES ST | UST-802 | Gasoline Station | 2 | 1979-04-01 | Permanently Closed | 10000 | Gasoline | Single Walled
NEWPORT | SHELL COLBEA #49 | 560 THAMES ST | UST-802 | Gasoline Station | 3 | 1979-04-01 | Permanently Closed | 10000 | Gasoline | Single Walled
NEWPORT | SHELL COLBEA #49 | 560 THAMES ST | UST-802 | Gasoline Station | 4 | 1984-10-09 | Permanently Closed | 500 | Waste Oil
NEWPORT | SHELL COLBEA #49 | 560 THAMES ST | UST-802 | Gasoline Station | 5 | 2016-03-18 | In Use | 12000 | Gasoline | Double Walled | 2016-05-09
NEWPORT | SHELL COLBEA #49 | 560 THAMES ST | UST-802 | Gasoline Station | 6 | 2016-03-18 | In Use | 7000 | Gasoline | Double Walled | 2016-05-09
NEWPORT | SHELL COLBEA #49 | 560 THAMES ST | UST-802 | Gasoline Station | 7 | 2016-03-18 | In Use | 5000 | Diesel | Double Walled | 2016-05-09
NEWPORT | SHERWOOD CONDOS. | 553 BELLEVUE AVE | UST-64 | Commercials | 1 | 1972-05-01 | Permanently Closed | 5000 | Heating Oil No.2
NEWPORT | SHM NEWPORT SHIPYARD LLC. | 1 WASHINGTON ST | UST-15441 | Commercials | 1 | 1984-10-09 | Permanently Closed | 275 | Waste Oil
NEWPORT | SHM NEWPORT SHIPYARD LLC. | 1 WASHINGTON ST | UST-15441 | Commercials | 2 | 1984-10-09 | Permanently Closed | 3000 | Heating Oil No.2
NEWPORT | SILVIA BLOCK | 324-330 BROADWAY | UST-18763 | Commercials | 1 | 1984-10-09 | Permanently Closed | 500 | Heating Oil No.2
NEWPORT | SOVEREIGN BANK SITE (APPLE HEALTH CARE) | 290 THAMES ST | UST-4143 | Commercials | 1 | 1984-10-09 | Permanently Closed | 500 | Heating Oil No.2
NEWPORT | SPOUTING ROCK BEACH ASSOCIATION | 34 OCEAN AVE | UST-5029 | Commercials | 1 | null | Permanently Closed | 1000 | Heating Oil No.2 | Single Walled
NEWPORT | ST. AUGUSTIN'S CHURCH OF NEWPORT | 2 EASTNOR RD | UST-2065 | Other | 1 | 1984-10-09 | Permanently Closed | 2000 | Heating Oil No.2
NEWPORT | ST. CLARE CONVENT | 301 SPRING ST | UST-2052 | Other | 1 | 1984-10-09 | Permanently Closed | 2000 | Heating Oil No.2
NEWPORT | ST. CLARE CONVENT | 301 SPRING ST | UST-2052 | Other | 2 | 1984-10-09 | Permanently Closed | 2000 | Heating Oil No.2
NEWPORT | ST. JOSEPH CHURCH | BROADWAY @ MANN AVE | UST-3018 | Other | 1 | 1984-10-09 | Permanently Closed | 3000 | Heating Oil No.2
NEWPORT | ST. JOSEPH CHURCH | BROADWAY @ MANN AVE | UST-3018 | Other | 2 | 1984-10-09 | Permanently Closed | 1000 | Heating Oil No.2
NEWPORT | ST. JOSEPH CHURCH | BROADWAY @ MANN AVE | UST-3018 | Other | 3 | 1984-10-09 | Permanently Closed | 500 | Heating Oil No.2
NEWPORT | ST. JOSEPH OF CLUNY SCHOOL/CONVENT | BRENTON RD | UST-3679 | Education Private | 1 | 1984-10-09 | Permanently Closed | 1000 | Heating Oil No.2
NEWPORT | ST. JOSEPH OF CLUNY SCHOOL/CONVENT | BRENTON RD | UST-3679 | Education Private | 2 | 1984-10-09 | Permanently Closed | 1000 | Heating Oil No.2
NEWPORT | ST. MARY'S CHURCH | 12 WILLIAM ST | UST-2096 | Other | 1 | 1984-10-09 | Permanently Closed | 2000 | Heating Oil No.2
NEWPORT | ST. MARY'S CHURCH | 12 WILLIAM ST | UST-2096 | Other | 2 | 1984-10-09 | Permanently Closed | 2000 | Heating Oil No.2
NEWPORT | ST. PAUL'S UNITED METHODIST CHURCH | 12 MARLBOROUGH ST | UST-2422 | Other | 1 | 1984-10-09 | Permanently Closed | 1000 | Heating Oil No.2
NEWPORT | ST. PETER'S LUTHERAN CHURCH | 525 BROADWAY | UST-2383 | Other | 1 | 1959-06-01 | Permanently Closed | 1000 | Heating Oil No.2
NEWPORT | STOP & SHOP #731 | 199 J. T. CONNELL HWY | UST-18587 | Gasoline Station | 1 | 1999-07-29 | In Use | 12000 | Gasoline | Double Walled | 2024-01-19
NEWPORT | STOP & SHOP #731 | 199 J. T. CONNELL HWY | UST-18587 | Gasoline Station | 2 | 1999-07-29 | In Use | 8000 | Gasoline | Double Walled | 2024-01-19
NEWPORT | SULLIVAN PROPERTY | 38 WASHINGTON SQ | UST-18737 | Commercials | 1 | 1984-10-09 | Permanently Closed | 1000 | Heating Oil No.2
NEWPORT | SULLIVAN SCHOOL | 35 DEXTER ST | UST-712 | Education - Town | 1 | 1960-04-01 | Permanently Closed | 8000 | Heating Oil No.2
NEWPORT | SULLIVAN SCHOOL | 35 DEXTER ST | UST-712 | Education - Town | 2 | 1999-07-30 | Permanently Closed | 7500 | Heating Oil No.2 | Double Walled
NEWPORT | SUNOCO SERVICE STATION (FORMER) | 514 THAMES ST | UST-16120 | Gasoline Station | 1 | 1984-10-09 | Permanently Closed | 3000 | Gasoline
NEWPORT | SUNOCO SERVICE STATION (FORMER) | 514 THAMES ST | UST-16120 | Gasoline Station | 2 | 1984-10-09 | Permanently Closed | 3000 | Gasoline
NEWPORT | SUNOCO SERVICE STATION (FORMER) | 514 THAMES ST | UST-16120 | Gasoline Station | 3 | 1984-10-09 | Permanently Closed | 500 | Heating Oil No.2
NEWPORT | SUNOCO SERVICE STATION (FORMER) | 514 THAMES ST | UST-16120 | Gasoline Station | 4 | 1984-10-09 | Permanently Closed | 1000 | Gasoline
NEWPORT | T.J. BROWN, INC. | 23 LUCAS AVE | UST-52 | Industrial | 1 | 1974-01-01 | Permanently Closed | 500 | Gasoline
NEWPORT | TALLMAN & MACK FISH & TRAP COMPANY | SPRING WHARF | UST-2844 | Commercials | 1 | 1968-09-01 | Permanently Closed | 1000 | Gasoline
NEWPORT | THE BREAKERS | 44 OCHRE POINT AVE | UST-18664 | Private Residence | 1 | 1984-10-09 | Permanently Closed | 2000 | Heating Oil No.2
NEWPORT | THE CRANSTON APARTMENT | 171 BROADWAY | UST-16942 | Commercials | 1 | 1984-10-09 | Permanently Closed | 1500 | Heating Oil No.2
NEWPORT | THE DEPOT, INC. | 295 CONNELL HWY | UST-50 | Commercials | 1 | 1968-01-01 | Permanently Closed | 5000 | Other
NEWPORT | THE DEPOT, INC. | 295 CONNELL HWY | UST-50 | Commercials | 2 | 1968-01-01 | Permanently Closed | 5000 | Other
NEWPORT | THE DEPOT, INC. | 295 CONNELL HWY | UST-50 | Commercials | 3 | 1968-01-01 | Permanently Closed | 5000 | Other
NEWPORT | THE DEPOT, INC. | 295 CONNELL HWY | UST-50 | Commercials | 4 | 1968-01-01 | Permanently Closed | 550 | Waste Oil
NEWPORT | THE DEPOT, INC. | 295 CONNELL HWY | UST-50 | Commercials | 5 | 1968-01-01 | Permanently Closed | 550 | Heating Oil No.2
NEWPORT | THE PEOPLE'S CREDIT UNION | 282 THAMES ST | UST-3014 | Commercials | 1 | 1984-10-09 | Permanently Closed | 1000 | Heating Oil No.2
NEWPORT | THE PEOPLE'S CREDIT UNION | 282 THAMES ST | UST-3014 | Commercials | 2 | 1984-10-09 | Permanently Closed | 1000 | Unknown | Single Walled
NEWPORT | THOMPSON JUNIOR HIGH SCHOOL | BROADWAY | UST-716 | Education - Town | 1 | 1960-04-01 | Permanently Closed | 10000 | Heating Oil No.2
NEWPORT | TOM MCCORMACK (RESIDENCE) | 304 BELLEVUE AVE | UST-18023 | Private Residence | 1 | 1984-10-09 | Permanently Closed | 3000 | Heating Oil No.2
NEWPORT | TOURO SYNAGOGUE | 85 TOURO ST | UST-2376 | Industrial | 1 | 1950-04-01 | Permanently Closed | 2000 | Heating Oil No.2
NEWPORT | TOURO SYNAGOGUE | 85 TOURO ST | UST-2376 | Industrial | 2 | 1960-04-01 | Permanently Closed | 1000 | Heating Oil No.2
NEWPORT | TRAVERS BUILDING | 174 BELLEVUE AVE | UST-16768 | Commercials | 1 | 1984-10-09 | Permanently Closed | 300 | Heating Oil No.2
NEWPORT | TRAVERS BUILDING | 174 BELLEVUE AVE | UST-16768 | Commercials | 2 | 1984-10-09 | Permanently Closed | 1000 | Heating Oil No.2
NEWPORT | TRINITY CHURCH | QUEEN ANNE SQ | UST-16499 | Other | 1 | 1984-10-09 | Permanently Closed | 2000 | Heating Oil No.2
NEWPORT | U-HAUL CENTER | 111 CONNELL HWY | UST-60 | Commercials | 1 | 1978-02-01 | Permanently Closed | 5000 | Gasoline
NEWPORT | U-HAUL CENTER | 111 CONNELL HWY | UST-60 | Commercials | 2 | 1978-02-01 | Permanently Closed | 5000 | Gasoline
NEWPORT | U-HAUL CENTER | 111 CONNELL HWY | UST-60 | Commercials | 3 | 1984-10-09 | Permanently Closed | 250 | Waste Oil
NEWPORT | U.S. COAST GUARD | CASTLE HILL AVE | UST-1654 | Federal Government | 1 | 1977-12-01 | Permanently Closed | 4000 | Diesel
NEWPORT | U.S. COAST GUARD | CASTLE HILL AVE | UST-1654 | Federal Government | 2 | 1941-06-01 | Permanently Closed | 1000 | Diesel
NEWPORT | U.S. COAST GUARD | CASTLE HILL AVE | UST-1654 | Federal Government | 3 | 1941-06-01 | Permanently Closed | 250 | Diesel
NEWPORT | U.S. COAST GUARD | CASTLE HILL AVE | UST-1654 | Federal Government | 4 | 1984-10-09 | Permanently Closed | 55 | Diesel
NEWPORT | U.S.P.S. | 195 BROADWAY | UST-2217 | Federal Government | 1 | 1952-09-01 | Permanently Closed | 275 | Heating Oil No.2
NEWPORT | U.S.P.S. | 195 BROADWAY | UST-2217 | Federal Government | 2 | 1984-10-09 | Permanently Closed | 500 | Heating Oil No.2
NEWPORT | U.S.P.S. | 320 THAMES ST | UST-2218 | Federal Government | 1 | 1965-09-01 | Permanently Closed | 6000 | Heating Oil No.2
NEWPORT | VACANT LOT | 636 THAMES ST | UST-4569 | Commercials | 1 | 1952-01-01 | Permanently Closed | 1100 | Gasoline
NEWPORT | VACANT LOT | 636 THAMES ST | UST-4569 | Commercials | 2 | 1952-01-01 | Permanently Closed | 500 | Gasoline
NEWPORT | VACANT LOT | 636 THAMES ST | UST-4569 | Commercials | 3 | 1952-01-01 | Permanently Closed | 500 | Kerosene
NEWPORT | VERIZON NEW ENGLAND, INC. (RI 336307) | 20 BULL ST | UST-1199 | Commercials | 1 | 1984-10-09 | Permanently Closed | 2000 | Heating Oil No.2
NEWPORT | VERIZON NEW ENGLAND, INC. (RI 336307) | 20 BULL ST | UST-1199 | Commercials | 2 | 1986-10-17 | In Use | 4000 | Diesel | Double Walled | 2015-09-09
NEWPORT | VERIZON NEW ENGLAND, INC. (RI 336307) | 20 BULL ST | UST-1199 | Commercials | 3 | 1984-10-09 | Permanently Closed | 4000 | Diesel
NEWPORT | VERNON COURT | 9 SHEPARD AVE | UST-3323 | Commercials | 1 | 1984-10-09 | Permanently Closed | 2500 | Heating Oil No.2
NEWPORT | VERNON COURT | 9 SHEPARD AVE | UST-3323 | Commercials | 2 | 2005-10-28 | Permanently Closed | 1000 | Heating Oil No.2 | Double Walled
NEWPORT | VERNON COURT | 9 SHEPARD AVE | UST-3323 | Commercials | 3 | 2006-03-29 | In Use | 3000 | Heating Oil No.2 | Double Walled
NEWPORT | VIKING OLDSMOBILE-CADILLAC-GMC, INC. | 250 WEST MAIN RD | UST-1275 | Commercials | 1 | 1958-05-01 | Permanently Closed | 1000 | Heating Oil No.2
NEWPORT | VIKING OLDSMOBILE-CADILLAC-GMC, INC. | 250 WEST MAIN RD | UST-1275 | Commercials | 2 | 1958-05-01 | Permanently Closed | 2000 | Gasoline
NEWPORT | VIKING OLDSMOBILE-CADILLAC-GMC, INC. | 250 WEST MAIN RD | UST-1275 | Commercials | 3 | 1958-05-01 | Permanently Closed | 500 | Waste Oil
NEWPORT | VIKING TOURS | 88 CONNELL HWY | UST-155 | Commercials | 1 | 1984-03-01 | Permanently Closed | 6000 | Diesel
NEWPORT | VIKING TOURS | 88 CONNELL HWY | UST-155 | Commercials | 2 | 1984-03-01 | Permanently Closed | 5000 | Gasoline
NEWPORT | VIKING TOURS | 88 CONNELL HWY | UST-155 | Commercials | 3 | 1984-03-01 | Permanently Closed | 5000 | Diesel
NEWPORT | WAITES WHARF | WAITES WHARF | UST-16980 | Other | 1 | 1984-10-09 | Permanently Closed | 500 | Heating Oil No.2
NEWPORT | WAITES WHARF | WAITES WHARF | UST-16980 | Other | 2 | 1984-10-09 | Permanently Closed | 3000 | Waste Oil
NEWPORT | WAITES WHARF | WAITES WHARF | UST-16980 | Other | 3 | 1984-10-09 | Permanently Closed | 3000 | Heating Oil No.2
NEWPORT | WAITES WHARF | WAITES WHARF | UST-16980 | Other | 4 | 1984-10-09 | Permanently Closed | 4000 | Heating Oil No.2
NEWPORT | WAVES | LEDGE RD | UST-62 | Commercials | 1 | 1984-10-09 | Permanently Closed | 3000 | Heating Oil No.2
NORTH KINGSTOWN | 1 WEST MAIN STREET | 1 WEST MAIN ST | UST-4722 | Commercials | 1 | 1984-10-09 | Permanently Closed | 1000 | Heating Oil No.2 | Single Walled
NORTH KINGSTOWN | 390 CALLAHAN ROAD | A/K/A 445 CALLAHAN RD | UST-3613 | Commercials | 1 | 1984-10-09 | Permanently Closed | 5000 | Heating Oil No.4
NORTH KINGSTOWN | 6454 POST ROAD COMMERCIAL BLDG | 6454 POST RD | UST-4992 | Commercials | 1 | null | Permanently Closed | 500 | Heating Oil No.2 | Single Walled
NORTH KINGSTOWN | 7-ELEVEN #33099 | 7330 POST RD | UST-18924 | Gasoline Station | 1 | 2002-03-26 | In Use | 15000 | Gasoline | Double Walled | 2021-11-15
NORTH KINGSTOWN | 7-ELEVEN #33099 | 7330 POST RD | UST-18924 | Gasoline Station | 2 | 2002-03-26 | In Use | 10000 | Gasoline | Double Walled | 2021-11-15
NORTH KINGSTOWN | 95 MOUNT VIEW AVENUE RESIDENCE | 95 MOUNT VIEW AVE | UST-4972 | Private Residence | 1 | null | Permanently Closed | 2000 | Heating Oil No.2
NORTH KINGSTOWN | AGE FACILITY, BLDG. P-9 | QUONSET STATE AIRPORT | UST-3747 | Federal Government | 1 | 1980-05-01 | Permanently Closed | 1000 | Heating Oil No.2
NORTH KINGSTOWN | AIRCRAFT CORROSION CONTROL HANGAR, P-8 | QUONSET STATE AIRPORT | UST-1126 | State Government | 1 | 1981-04-01 | Permanently Closed | 5050 | Waste Oil
NORTH KINGSTOWN | ALLEN HARBOR/QUONSET POINT | DAVISVILLE | UST-16474 | Federal Government | 1 | 1984-10-09 | Permanently Closed | 20000 | Unknown
NORTH KINGSTOWN | ALLEN HARBOR/QUONSET POINT | DAVISVILLE | UST-16474 | Federal Government | 2 | 1984-10-09 | Permanently Closed | 500 | Gasoline
NORTH KINGSTOWN | ALLEN HARBOR/QUONSET POINT | DAVISVILLE | UST-16474 | Federal Government | 3 | 1984-10-09 | Permanently Closed | 500 | Heating Oil No.2
NORTH KINGSTOWN | ALLEN HARBOR/QUONSET POINT | DAVISVILLE | UST-16474 | Federal Government | 4 | 1984-10-09 | Permanently Closed | 500 | Heating Oil No.2
NORTH KINGSTOWN | ALLIE'S DONUTS | 3661 QUAKER LN | UST-17034 | Commercials | 1 | 1984-10-09 | Permanently Closed | 2000 | Heating Oil No.2
NORTH KINGSTOWN | ARNOLD'S AUTO BODY, INC. | 6630 POST RD | UST-16515 | Commercials | 1 | 1984-10-09 | Permanently Closed | 2000 | Heating Oil No.2
NORTH KINGSTOWN | AUTO RENTALS | 6585 POST RD | UST-898 | Gasoline Station | 1 | 1965-01-01 | Permanently Closed | 5000 | Gasoline
NORTH KINGSTOWN | AUTO RENTALS | 6585 POST RD | UST-898 | Gasoline Station | 2 | 1965-06-01 | Permanently Closed | 5000 | Gasoline
NORTH KINGSTOWN | AUTO RENTALS | 6585 POST RD | UST-898 | Gasoline Station | 3 | 1965-06-01 | Permanently Closed | 6000 | Gasoline
NORTH KINGSTOWN | AUTO RENTALS | 6585 POST RD | UST-898 | Gasoline Station | 4 | 1965-06-01 | Permanently Closed | 550 | Heating Oil No.2
NORTH KINGSTOWN | AUTO RENTALS | 6585 POST RD | UST-898 | Gasoline Station | 5 | 1965-06-01 | Permanently Closed | 550 | Waste Oil
NORTH KINGSTOWN | AUTO RENTALS | 6585 POST RD | UST-898 | Gasoline Station | 6 | 1965-02-01 | Permanently Closed | 55 | Other
NORTH KINGSTOWN | AUTO RENTALS | 6585 POST RD | UST-898 | Gasoline Station | 7 | 1965-02-01 | Permanently Closed | 55 | Other
NORTH KINGSTOWN | AVONDALE CORNER STORE | 98 WATCH HILL RD | UST-17236 | Commercials | 1 | 1984-10-09 | Permanently Closed | 500 | Gasoline
NORTH KINGSTOWN | AVONDALE CORNER STORE | 98 WATCH HILL RD | UST-17236 | Commercials | 2 | 1984-10-09 | Permanently Closed | 2000 | Gasoline
NORTH KINGSTOWN | AVONDALE CORNER STORE | 98 WATCH HILL RD | UST-17236 | Commercials | 3 | 1984-10-09 | Permanently Closed | 2000 | Gasoline
NORTH KINGSTOWN | B & E MACHINE SHOP | 160 OAK HILL RD | UST-3839 | Commercials | 1 | 1984-10-09 | Permanently Closed | 1500 | Gasoline
NORTH KINGSTOWN | BAILEY MOTOR SALES INC. | 425 TEN ROD RD | UST-1696 | Commercials | 1 | 1972-11-01 | Permanently Closed | 3000 | Gasoline
NORTH KINGSTOWN | BAILEY MOTOR SALES INC. | 425 TEN ROD RD | UST-1696 | Commercials | 2 | 1972-11-01 | Permanently Closed | 3000 | Gasoline
NORTH KINGSTOWN | BAILEY MOTOR SALES INC. | 425 TEN ROD RD | UST-1696 | Commercials | 3 | 1972-11-01 | Permanently Closed | 1000 | Waste Oil
NORTH KINGSTOWN | BAILEY MOTOR SALES INC. | 425 TEN ROD RD | UST-1696 | Commercials | 4 | 1972-11-01 | Permanently Closed | 1000 | Motor Oil
NORTH KINGSTOWN | BAKEFORD PROPERTIES (MILL AT LAFAYETTE) | 650 TEN ROD RD | UST-18588 | Commercials | 1 | 1984-10-09 | Permanently Closed | 5000 | Heating Oil No.6
NORTH KINGSTOWN | BART'S CARPET SALES, INC. | 491 DAVISVILLE RD | UST-2424 | Commercials | 1 | 1968-05-01 | Permanently Closed | 1000 | Heating Oil No.2
NORTH KINGSTOWN | BASE WAREHOUSE, BLDG P-4 | QUONSET STATE AIRPORT | UST-1123 | State Government | 1 | 1980-04-01 | Permanently Closed | 2500 | Heating Oil No.2
NORTH KINGSTOWN | BASE WAREHOUSE, BLDG P-5 | QUONSET STATE AIRPORT | UST-1124 | State Government | 1 | 1980-04-01 | Permanently Closed | 4000 | Heating Oil No.2
NORTH KINGSTOWN | BEACHWOOD HOUSE | 10 BEACH ST | UST-935 | City/Town Government | 1 | 1984-10-09 | Permanently Closed | 500 | Heating Oil No.2
NORTH KINGSTOWN | BEACHWOOD HOUSE | 10 BEACH ST | UST-935 | City/Town Government | 2 | 1984-10-09 | Permanently Closed | 500 | Heating Oil No.2
NORTH KINGSTOWN | BERTHA KETTELLE | 240 TEN ROD RD | UST-15790 | Private Residence | 1 | 1984-10-09 | Permanently Closed | 500 | Gasoline
NORTH KINGSTOWN | BEST MONTE VISTA MOTOR INN, INC. | 7075 POST RD | UST-2462 | Commercials | 1 | 1963-04-01 | Permanently Closed | 3000 | Heating Oil No.2
NORTH KINGSTOWN | BRADSHAW PROPERTY | 3560 QUAKER LN | UST-18900 | Commercials | 1 | 1984-10-09 | Permanently Closed | 1500 | Gasoline
NORTH KINGSTOWN | BRADSHAW PROPERTY | 3560 QUAKER LN | UST-18900 | Commercials | 2 | 1984-10-09 | Permanently Closed | 1500 | Gasoline
NORTH KINGSTOWN | BRADSHAW PROPERTY | 3560 QUAKER LN | UST-18900 | Commercials | 3 | 1984-10-09 | Permanently Closed | 2000 | Gasoline
NORTH KINGSTOWN | BRADSHAW PROPERTY | 3560 QUAKER LN | UST-18900 | Commercials | 4 | 1984-10-09 | Permanently Closed | 750 | Gasoline
NORTH KINGSTOWN | BREWER WICKFORD COVE MARINA | 65 REYNOLDS ST | UST-473 | Commercials | 1 | 1965-04-01 | Permanently Closed | 4000 | Gasoline
NORTH KINGSTOWN | BREWER WICKFORD COVE MARINA | 65 REYNOLDS ST | UST-473 | Commercials | 2 | 1965-04-01 | Permanently Closed | 4000 | Diesel
NORTH KINGSTOWN | BREWER WICKFORD COVE MARINA | 65 REYNOLDS ST | UST-473 | Commercials | 3 | 1972-04-01 | Permanently Closed | 6000 | Gasoline
NORTH KINGSTOWN | BREWER WICKFORD COVE MARINA | 65 REYNOLDS ST | UST-473 | Commercials | 4 | 1988-07-01 | Permanently Closed | 6000 | Diesel | Single Walled | 2003-04-04
NORTH KINGSTOWN | BREWER WICKFORD COVE MARINA | 65 REYNOLDS ST | UST-473 | Commercials | 5 | 1988-07-01 | Permanently Closed | 6000 | Gasoline | Single Walled | 2003-04-04
NORTH KINGSTOWN | BREWER WICKFORD COVE MARINA | 65 REYNOLDS ST | UST-473 | Commercials | 6 | 1984-10-09 | Permanently Closed | 1000 | Gasoline
NORTH KINGSTOWN | BREWER WICKFORD COVE MARINA | 65 REYNOLDS ST | UST-473 | Commercials | 7 | 1984-10-09 | Permanently Closed | 1000 | Gasoline
NORTH KINGSTOWN | BREWER WICKFORD COVE MARINA | 65 REYNOLDS ST | UST-473 | Commercials | 8 | 1984-10-09 | Permanently Closed | 1000 | Heating Oil No.2 | Single Walled
NORTH KINGSTOWN | BROOKS PHARMACY | 63 BROWN ST | UST-19026 | Commercials | 1 | 1984-10-09 | Permanently Closed | 1000 | Heating Oil No.2
NORTH KINGSTOWN | BROWN & SHARPE MFG COMPANY | PRECISION PARK | UST-847 | Industrial | 1 | 1964-04-01 | Permanently Closed | 2000 | Hazardous Substance
NORTH KINGSTOWN | BROWN & SHARPE MFG COMPANY | PRECISION PARK | UST-847 | Industrial | 2 | 1964-04-01 | Permanently Closed | 2500 | Lubricating/Cutting Oil
NORTH KINGSTOWN | BROWN & SHARPE MFG COMPANY | PRECISION PARK | UST-847 | Industrial | 3 | 1964-04-01 | Permanently Closed | 2500 | Lubricating/Cutting Oil
NORTH KINGSTOWN | BROWN & SHARPE MFG COMPANY | PRECISION PARK | UST-847 | Industrial | 4 | 1964-04-01 | Permanently Closed | 1000 | Hazardous Substance
NORTH KINGSTOWN | BROWN & SHARPE MFG COMPANY | PRECISION PARK | UST-847 | Industrial | 5 | 1964-04-01 | Permanently Closed | 1000 | Not Listed
NORTH KINGSTOWN | CAMP STREET SCHOOL | 646 CAMP ST | UST-18243 | Education - Town | 1 | 1984-10-09 | Permanently Closed | 3000 | Heating Oil No.2
NORTH KINGSTOWN | CAMPUS AT LAFAYETTE | 580 TEN ROD RD | UST-18273 | Other | 1 | 1984-10-09 | Permanently Closed | 1000 | Heating Oil No.2
NORTH KINGSTOWN | CARBON TECHNOLOGY, INC. | 659 SOUTH COUNTY TRL | UST-3073 | Commercials | 1 | 1969-10-01 | Permanently Closed | 2000 | Heating Oil No.2
NORTH KINGSTOWN | CHARLES BOOTH, INC. | P.O. BOX 231 550 TOWER HILL RD | UST-882 | Industrial | 1 | 1984-10-09 | Permanently Closed | 1000 | Gasoline
NORTH KINGSTOWN | CHARLES HIRSCH | 275 FORGE RD | UST-18444 | Private Residence | 1 | 1984-10-09 | Permanently Closed | 2000 | Waste Oil
NORTH KINGSTOWN | CHARLES TATE (FORMERLY ALAN W. METZGER) | 17 POJAC POINT RD | UST-3010 | Private Residence | 1 | 1984-10-09 | Permanently Closed | 3000 | Heating Oil No.2
NORTH KINGSTOWN | CHERYL SIKORA | 829 SHERMANTOWN RD | UST-3490 | Private Residence | 1 | 1980-06-01 | Permanently Closed | 3000 | Heating Oil No.2
NORTH KINGSTOWN | CODMAN AND SONS TRUCKING | 604 MAIL RD | UST-2373 | Commercials | 1 | 1975-05-01 | Permanently Closed | 2000 | Diesel
NORTH KINGSTOWN | COLE SALVAGE YARD | 915 TOWER HILL RD | UST-1703 | Commercials | 1 | 1980-04-01 | Permanently Closed | 6000 | Gasoline
NORTH KINGSTOWN | COMMERCIAL PROPERTY | 6105 POST RD | UST-4628 | Commercials | 1 | 1984-10-09 | Permanently Closed | 2000 | Gasoline
NORTH KINGSTOWN | COMMERCIAL PROPERTY | 6105 POST RD | UST-4628 | Commercials | 2 | 1984-10-09 | Permanently Closed | 2000 | Gasoline
NORTH KINGSTOWN | COMMERCIAL PROPERTY | 6105 POST RD | UST-4628 | Commercials | 3 | 1984-10-09 | Permanently Closed | 1000 | Kerosene
NORTH KINGSTOWN | COMPOSITE OPERATIONS FACILITY, BLDG P-7 | QUONSET STATE AIRPORT | UST-1125 | State Government | 1 | 1981-04-01 | Permanently Closed | 6000 | Heating Oil No.2
NORTH KINGSTOWN | CRANSTON-MURPHY FUNERAL HOME | 140 WEST MAIN ST | UST-2450 | Commercials | 1 | 1973-04-01 | Permanently Closed | 1000 | Heating Oil No.2
NORTH KINGSTOWN | CUMBERLAND FARMS, INC. | 8190 POST RD | UST-780 | Gasoline Station | 1 | 1983-04-01 | Permanently Closed | 10000 | Gasoline
NORTH KINGSTOWN | CUMBERLAND FARMS, INC. | 8190 POST RD | UST-780 | Gasoline Station | 2 | 1983-04-01 | Permanently Closed | 3000 | Gasoline
NORTH KINGSTOWN | CUMBERLAND FARMS, INC. | 8190 POST RD | UST-780 | Gasoline Station | 3 | 1983-04-01 | Permanently Closed | 2000 | Gasoline
NORTH KINGSTOWN | CUMBERLAND FARMS, INC. | 8190 POST RD | UST-780 | Gasoline Station | 4 | 1983-04-01 | Permanently Closed | 2000 | Gasoline
NORTH KINGSTOWN | CUMBERLAND FARMS, INC. | 8190 POST RD | UST-780 | Gasoline Station | 5 | 1983-04-01 | Permanently Closed | 3000 | Gasoline
NORTH KINGSTOWN | CUMBERLAND FARMS, INC. | 8190 POST RD | UST-780 | Gasoline Station | 6 | 1984-10-09 | Permanently Closed | 550 | Waste Oil
NORTH KINGSTOWN | CUMBERLAND FARMS, INC. | 8190 POST RD | UST-780 | Gasoline Station | 7 | 1984-10-09 | Permanently Closed | 550 | Heating Oil No.2
NORTH KINGSTOWN | DAGNY NELSON | 204 BEACH ST | UST-16015 | Private Residence | 1 | 1984-10-09 | Permanently Closed | 1000 | Heating Oil No.2
NORTH KINGSTOWN | DALLAS SHARP | 58 GRIFFITH RD | UST-18677 | Private Residence | 1 | 1984-10-09 | Permanently Closed | 500 | Gasoline
NORTH KINGSTOWN | DANIA FOOD MART | 7000 POST RD | UST-333 | Gasoline Station | 1 | 1958-03-01 | Permanently Closed | 5000 | Gasoline
NORTH KINGSTOWN | DANIA FOOD MART | 7000 POST RD | UST-333 | Gasoline Station | 2 | 1958-03-01 | Permanently Closed | 5000 | Gasoline
NORTH KINGSTOWN | DANIA FOOD MART | 7000 POST RD | UST-333 | Gasoline Station | 3 | 1958-03-01 | Permanently Closed | 2000 | Diesel
NORTH KINGSTOWN | DANIA FOOD MART | 7000 POST RD | UST-333 | Gasoline Station | 4 | 1958-03-01 | Permanently Closed | 500 | Heating Oil No.2
NORTH KINGSTOWN | DANIA FOOD MART | 7000 POST RD | UST-333 | Gasoline Station | 5 | 1958-03-01 | Permanently Closed | 500 | Waste Oil
NORTH KINGSTOWN | DANIA FOOD MART | 7000 POST RD | UST-333 | Gasoline Station | 6 | 2000-10-30 | In Use | 12000 | Gasoline | Double Walled | 2000-11-30
NORTH KINGSTOWN | DANIA FOOD MART | 7000 POST RD | UST-333 | Gasoline Station | 7 | 2000-10-30 | In Use | 8000 | Gasoline | Double Walled | 2000-11-30
NORTH KINGSTOWN | DANIA FOOD MART | 7000 POST RD | UST-333 | Gasoline Station | 8 | 2000-10-30 | In Use | 4000 | Gasoline | Double Walled | 2000-11-30
NORTH KINGSTOWN | DAVID E. PECK | 795 TOWER HILL RD | UST-981 | Commercials | 1 | 1975-04-01 | Permanently Closed | 4000 | Gasoline
NORTH KINGSTOWN | DAVID F. LAROCHE | 2188 TOWER HILL RD | UST-2399 | Private Residence | 1 | 1984-10-09 | In Use | 3000 | Heating Oil No.2
NORTH KINGSTOWN | DAVISVILLE CREDIT UNION | 45 BROWN ST | UST-15216 | Commercials | 1 | 1984-10-09 | Permanently Closed | 275 | Heating Oil No.2
NORTH KINGSTOWN | DAVISVILLE ELEMENTARY SCHOOL | EAST CT | UST-2545 | Education - Town | 1 | 1954-04-01 | Permanently Closed | 5000 | Heating Oil No.4
NORTH KINGSTOWN | DAVISVILLE MIDDLE SCHOOL | 200 SCHOOL ST | UST-2440 | Education - Town | 1 | 1967-09-01 | Permanently Closed | 20000 | Heating Oil No.4
NORTH KINGSTOWN | DENNY'S GLASS SHOP, INC. | 6980 POST RD | UST-849 | Commercials | 1 | 1965-04-01 | Permanently Closed | 5000 | Gasoline
NORTH KINGSTOWN | DENNY'S GLASS SHOP, INC. | 6980 POST RD | UST-849 | Commercials | 2 | 1965-04-01 | Permanently Closed | 5000 | Gasoline
NORTH KINGSTOWN | DENNY'S GLASS SHOP, INC. | 6980 POST RD | UST-849 | Commercials | 3 | 1965-04-01 | Permanently Closed | 5000 | Gasoline
NORTH KINGSTOWN | DENNY'S GLASS SHOP, INC. | 6980 POST RD | UST-849 | Commercials | 4 | 1965-04-01 | Permanently Closed | 3000 | Diesel
NORTH KINGSTOWN | DENNY'S GLASS SHOP, INC. | 6980 POST RD | UST-849 | Commercials | 5 | 1984-10-09 | Permanently Closed | 3000 | Waste Oil
NORTH KINGSTOWN | DENNY'S GLASS SHOP, INC. | 6980 POST RD | UST-849 | Commercials | 6 | 1984-10-09 | Permanently Closed | 550 | Heating Oil No.2
NORTH KINGSTOWN | DEPT OF ADMINISTRATION - STATE POLICE BARRACKS | 7875 POST RD | UST-15123 | State Government | 1 | 1984-10-09 | Permanently Closed | 2000 | Gasoline
NORTH KINGSTOWN | DEPT OF ADMINISTRATION - STATE POLICE BARRACKS | 7875 POST RD | UST-15123 | State Government | 2 | 1984-10-09 | Permanently Closed | 1000 | Unknown
NORTH KINGSTOWN | DONN CARLSON | 825 TEN ROD RD | UST-15678 | Private Residence | 1 | 1949-04-01 | Permanently Closed | 1000 | Gasoline
NORTH KINGSTOWN | DONN CARLSON | 825 TEN ROD RD | UST-15678 | Private Residence | 2 | 1949-04-01 | Permanently Closed | 1000 | Kerosene
NORTH KINGSTOWN | ENGINEERING WELDING/FABRICATING CO.,INC. | 120 OLD BAPTIST RD | UST-3141 | Industrial | 1 | 1978-09-01 | Permanently Closed | 5000 | Diesel
NORTH KINGSTOWN | FDA BOATHOUSE | BUILDING 336, ALLEN HARBOR | UST-17364 | Federal Government | 1 | 1984-10-09 | Permanently Closed | 500 | Heating Oil No.2
NORTH KINGSTOWN | FEDERAL AVIATION ADMINISTRATION (FAA) | 240 AIRPORT ST | UST-1627 | Federal Government | 1 | 1981-04-01 | Permanently Closed | 2000 | Diesel
NORTH KINGSTOWN | FEDERAL AVIATION ADMINISTRATION (FAA) | 240 AIRPORT ST | UST-1627 | Federal Government | 2 | 1968-04-01 | Permanently Closed | 1000 | Diesel
NORTH KINGSTOWN | FEDERAL AVIATION ADMINISTRATION (FAA) | 240 AIRPORT ST | UST-1627 | Federal Government | 3 | 1981-04-01 | Permanently Closed | 500 | Diesel
NORTH KINGSTOWN | FENCHEL RESIDENCE | 386 PENDAR RD | UST-4931 | Private Residence | 1 | null | Permanently Closed | 2000 | Heating Oil No.2 | Single Walled
NORTH KINGSTOWN | FIRE STATION, BLDG P-11 | QUONSET STATE AIRPORT | UST-1127 | State Government | 1 | 1981-04-01 | Permanently Closed | 5000 | Heating Oil No.2
NORTH KINGSTOWN | FIRE STATION, BLDG P-11 | QUONSET STATE AIRPORT | UST-1127 | State Government | 2 | 1984-10-09 | Permanently Closed | 1000 | Waste Oil
NORTH KINGSTOWN | FISHING COVE SCHOOL | 110 WICKFORD POINT RD | UST-4190 | City/Town Government | 1 | 1984-10-09 | Permanently Closed | 6000 | Heating Oil No.2
NORTH KINGSTOWN | FLEET NATIONAL BANK | 30 PHILLIPS ST | UST-1392 | Commercials | 1 | 1982-07-01 | Permanently Closed | 500 | Heating Oil No.2
NORTH KINGSTOWN | FLEET NATIONAL BANK | 30 PHILLIPS ST | UST-1392 | Commercials | 2 | 1984-10-09 | Permanently Closed | 1000 | Heating Oil No.2
NORTH KINGSTOWN | FOREST HILLS NURSERIES, INC. | EXETER RD | UST-2187 | Commercials | 1 | 1984-10-01 | Permanently Closed | 1000 | Diesel
NORTH KINGSTOWN | FOREST HILLS NURSERIES, INC. | EXETER RD | UST-2187 | Commercials | 2 | 1980-04-01 | Permanently Closed | 4000 | Gasoline
NORTH KINGSTOWN | FOREST HILLS NURSERIES, INC. | EXETER RD | UST-2187 | Commercials | 3 | 1980-04-01 | Permanently Closed | 4000 | Heating Oil No.2
NORTH KINGSTOWN | FOREST HILLS NURSERIES, INC. | EXETER RD | UST-2187 | Commercials | 4 | 1984-10-01 | Permanently Closed | 1000 | Heating Oil No.2
NORTH KINGSTOWN | FOREST HILLS NURSERIES, INC. | EXETER RD | UST-2187 | Commercials | 5 | 1984-10-09 | Permanently Closed | 1500 | Waste Oil
NORTH KINGSTOWN | FOREST PARK ELEMENTARY | 50 WOODLAWN DR | UST-2441 | City/Town Government | 1 | 1962-04-01 | Permanently Closed | 3000 | Heating Oil No.2
NORTH KINGSTOWN | FORMER GSA DEPOT | DEVIL'S FOOT RD | UST-18973 | State Government | 1 | 1984-10-09 | Permanently Closed | 10000 | Heating Oil No.4
NORTH KINGSTOWN | FORMER GSA DEPOT | DEVIL'S FOOT RD | UST-18973 | State Government | 2 | 1984-10-09 | Permanently Closed | 5000 | Heating Oil No.4
NORTH KINGSTOWN | FORMER GSA DEPOT | DEVIL'S FOOT RD | UST-18973 | State Government | 3 | 1984-10-09 | Permanently Closed | 5000 | Heating Oil No.4
NORTH KINGSTOWN | FORMER PARK AND RIDE | 4255 QUAKER LN | UST-4807 | Commercials | 1 | null | Permanently Closed | 550 | Heating Oil No.2
NORTH KINGSTOWN | FRANCES T. HATCH | 135 WILLET RD | UST-3491 | Private Residence | 1 | 1979-12-01 | Permanently Closed | 2000 | Heating Oil No.2
NORTH KINGSTOWN | GENERAL DYNAMICS, ELECTRIC BOAT DIVISION | QUONSET POINT FACILITY | UST-1201 | Industrial | 1 | 1983-04-01 | Permanently Closed | 300 | Waste Oil
NORTH KINGSTOWN | GENERAL DYNAMICS, ELECTRIC BOAT DIVISION | QUONSET POINT FACILITY | UST-1201 | Industrial | 2 | 1983-04-01 | Permanently Closed | 300 | Waste Oil
NORTH KINGSTOWN | GENERAL DYNAMICS, ELECTRIC BOAT DIVISION | QUONSET POINT FACILITY | UST-1201 | Industrial | 3 | 1983-04-01 | Permanently Closed | 300 | Hazardous Substance
NORTH KINGSTOWN | GENERAL DYNAMICS, ELECTRIC BOAT DIVISION | QUONSET POINT FACILITY | UST-1201 | Industrial | 4 | 1983-04-01 | Permanently Closed | 300 | Waste Oil
NORTH KINGSTOWN | GENERAL DYNAMICS, ELECTRIC BOAT DIVISION | QUONSET POINT FACILITY | UST-1201 | Industrial | 5 | 1983-04-01 | Permanently Closed | 300 | Waste Oil
NORTH KINGSTOWN | GENERAL DYNAMICS, ELECTRIC BOAT DIVISION | QUONSET POINT FACILITY | UST-1201 | Industrial | 6 | 1983-04-01 | Permanently Closed | 10000 | Diesel
NORTH KINGSTOWN | GENERAL DYNAMICS, ELECTRIC BOAT DIVISION | QUONSET POINT FACILITY | UST-1201 | Industrial | 7 | 1983-04-01 | Permanently Closed | 10000 | Diesel
NORTH KINGSTOWN | GENERAL DYNAMICS, ELECTRIC BOAT DIVISION | QUONSET POINT FACILITY | UST-1201 | Industrial | 8 | 1983-04-01 | Permanently Closed | 10000 | Gasoline
NORTH KINGSTOWN | GENERAL DYNAMICS, ELECTRIC BOAT DIVISION | QUONSET POINT FACILITY | UST-1201 | Industrial | 9 | 1984-10-09 | Permanently Closed | 7500 | Waste Oil
NORTH KINGSTOWN | GENERAL DYNAMICS, ELECTRIC BOAT DIVISION | QUONSET POINT FACILITY | UST-1201 | Industrial | 10 | 1984-10-09 | Permanently Closed | 5000 | Waste Oil
NORTH KINGSTOWN | GENERAL DYNAMICS, ELECTRIC BOAT DIVISION | QUONSET POINT FACILITY | UST-1201 | Industrial | 11 | 1980-04-01 | Permanently Closed | 55 | Waste Oil
NORTH KINGSTOWN | GENERAL DYNAMICS, ELECTRIC BOAT DIVISION | QUONSET POINT FACILITY | UST-1201 | Industrial | 12 | 1984-10-09 | Permanently Closed | 30 | Waste Oil
NORTH KINGSTOWN | GEORGE JARVIS, JR. | 242 LINDLEY AVE | UST-16761 | Private Residence | 1 | 1984-10-09 | Permanently Closed | 3000 | Heating Oil No.2
NORTH KINGSTOWN | GORDON CHEVROLET COMPANY | 7691 POST RD | UST-2776 | Commercials | 1 | 1984-10-09 | Permanently Closed | 3000 | Heating Oil No.2
NORTH KINGSTOWN | GORDON CHEVROLET COMPANY | 7691 POST RD | UST-2776 | Commercials | 2 | 1984-10-09 | Permanently Closed | 3000 | Gasoline
NORTH KINGSTOWN | GORDON CHEVROLET COMPANY | 7691 POST RD | UST-2776 | Commercials | 3 | 1984-10-09 | Permanently Closed | 275 | Waste Oil
NORTH KINGSTOWN | GORDON CHEVROLET COMPANY | 7691 POST RD | UST-2776 | Commercials | 4 | 1984-10-09 | Permanently Closed | 275 | Waste Oil
NORTH KINGSTOWN | GORDON CHEVROLET COMPANY | 7691 POST RD | UST-2776 | Commercials | 5 | 1984-10-09 | Permanently Closed | 275 | Waste Oil
NORTH KINGSTOWN | GORDON CHEVROLET COMPANY | 7691 POST RD | UST-2776 | Commercials | 6 | 1984-10-09 | Permanently Closed | 0 | Not Listed
NORTH KINGSTOWN | GREEN MEADOW REFORMED BAPTIST CHURCH | 266 DEVILS FOOT RD | UST-4263 | Other | 1 | 1984-10-09 | Permanently Closed | 1000 | Heating Oil No.2
NORTH KINGSTOWN | GROSSMAN'S LUMBER | 6000 POST RD | UST-348 | Commercials | 1 | 1960-04-01 | Permanently Closed | 1000 | Gasoline
NORTH KINGSTOWN | GROSSMAN'S LUMBER | 6000 POST RD | UST-348 | Commercials | 2 | 1988-04-01 | Permanently Closed | 1000 | Gasoline
NORTH KINGSTOWN | GROSSMAN'S LUMBER | 6000 POST RD | UST-348 | Commercials | 3 | 1980-04-01 | Permanently Closed | 3000 | Diesel
NORTH KINGSTOWN | GROSSMAN'S LUMBER | 6000 POST RD | UST-348 | Commercials | 4 | 1988-04-01 | Permanently Closed | 3000 | Diesel
NORTH KINGSTOWN | H.C. TRUCKING, INC. | 1220 LAFAYETTE RD | UST-3089 | Commercials | 1 | 1982-06-01 | Permanently Closed | 2000 | Diesel
NORTH KINGSTOWN | HAMILTON ELEMENTARY | 25 SALISBURY AVE | UST-2443 | Education - Town | 1 | 1962-04-01 | Permanently Closed | 5000 | Heating Oil No.2
NORTH KINGSTOWN | HANS IMPORTS, INC. | 7275 POST RD | UST-2842 | Industrial | 1 | 1984-10-09 | Permanently Closed | 500 | Heating Oil No.2
NORTH KINGSTOWN | HANS IMPORTS, INC. | 7275 POST RD | UST-2842 | Industrial | 2 | 1984-10-09 | Permanently Closed | 4000 | Gasoline
NORTH KINGSTOWN | HANS IMPORTS, INC. | 7275 POST RD | UST-2842 | Industrial | 3 | 1984-10-09 | Permanently Closed | 4000 | Gasoline
NORTH KINGSTOWN | HANS IMPORTS, INC. | 7275 POST RD | UST-2842 | Industrial | 4 | 1984-10-09 | Permanently Closed | 4000 | Gasoline
NORTH KINGSTOWN | HANS IMPORTS, INC. | 7275 POST RD | UST-2842 | Industrial | 5 | 1984-10-09 | Permanently Closed | 500 | Waste Oil
NORTH KINGSTOWN | HANS IMPORTS, INC. | 7275 POST RD | UST-2842 | Industrial | 6 | 1984-10-09 | Permanently Closed | 5000 | Diesel
NORTH KINGSTOWN | HIGH POINT/LANDMARK MEDICAL CENTER | 1050 TOWER HILL RD | UST-16972 | Other | 1 | 1984-10-09 | Permanently Closed | 500 | Diesel
NORTH KINGSTOWN | HOSKINS PARK ELEMENTARY | FORRESTALL AVE | UST-2445 | Education - Town | 1 | 1957-04-01 | Permanently Closed | 1000 | Heating Oil No.2
NORTH KINGSTOWN | HOSKINS PARK ELEMENTARY | FORRESTALL AVE | UST-2445 | Education - Town | 2 | 1988-12-01 | In Use | 6000 | Heating Oil No.2
NORTH KINGSTOWN | IFC AVIATION (QUONSET) | QUONSET STATE AIRPORT | UST-1628 | State Government | 1 | 1984-10-09 | Permanently Closed | 25000 | Other
NORTH KINGSTOWN | IFC AVIATION (QUONSET) | QUONSET STATE AIRPORT | UST-1628 | State Government | 2 | 1984-10-09 | Permanently Closed | 25000 | Kerosene
NORTH KINGSTOWN | IFC AVIATION (QUONSET) | QUONSET STATE AIRPORT | UST-1628 | State Government | 3 | 1984-10-09 | Permanently Closed | 25000 | Hazardous Substance
NORTH KINGSTOWN | IFC AVIATION (QUONSET) | QUONSET STATE AIRPORT | UST-1628 | State Government | 4 | 1984-10-09 | Permanently Closed | 25000 | Other
NORTH KINGSTOWN | IFC AVIATION (QUONSET) | QUONSET STATE AIRPORT | UST-1628 | State Government | 5 | 1981-04-01 | Permanently Closed | 4000 | Gasoline
NORTH KINGSTOWN | IFC AVIATION (QUONSET) | QUONSET STATE AIRPORT | UST-1628 | State Government | 6 | 1981-04-01 | Permanently Closed | 4000 | Gasoline
NORTH KINGSTOWN | IFC AVIATION (QUONSET) | QUONSET STATE AIRPORT | UST-1628 | State Government | 7 | 1984-10-09 | Permanently Closed | 12500 | Diesel
NORTH KINGSTOWN | IFC AVIATION (QUONSET) | QUONSET STATE AIRPORT | UST-1628 | State Government | 8 | 1984-10-09 | Permanently Closed | 12500 | Other
NORTH KINGSTOWN | IFC AVIATION (QUONSET) | QUONSET STATE AIRPORT | UST-1628 | State Government | 9 | 1984-10-09 | Permanently Closed | 12500 | Other
NORTH KINGSTOWN | IFC AVIATION (QUONSET) | QUONSET STATE AIRPORT | UST-1628 | State Government | 10 | 1984-10-09 | Permanently Closed | 12500 | Other
NORTH KINGSTOWN | INTERNATIONAL DEPOSITORY INCORPORATED | AUW BUILDING 885 | UST-2628 | State Government | 1 | 1984-10-09 | In Use | 1500 | Heating Oil No.2
NORTH KINGSTOWN | INTERNATIONAL DEPOSITORY INCORPORATED | AUW BUILDING 885 | UST-2628 | State Government | 2 | 1984-10-09 | In Use | 500 | Heating Oil No.2
NORTH KINGSTOWN | INTERNATIONAL DIOXIDE, INC. | 554 TEN ROD RD | UST-3258 | Commercials | 1 | 1981-12-01 | Permanently Closed | 1000 | Heating Oil No.2
NORTH KINGSTOWN | INTERSTATE DIESEL EQUIPMENT SERVICE, INC | 30 DEVILS FOOT RD | UST-16825 | Commercials | 1 | 1984-10-09 | Permanently Closed | 3000 | Unknown
NORTH KINGSTOWN | INTERSTATE DIESEL EQUIPMENT SERVICE, INC | 30 DEVILS FOOT RD | UST-16825 | Commercials | 2 | 1984-10-09 | Permanently Closed | 1000 | Heating Oil No.2
NORTH KINGSTOWN | JACKIE GEMOETS (RESIDENCE) | 470 POTTER RD | UST-17374 | Private Residence | 1 | 1984-10-09 | Permanently Closed | 1000 | Gasoline
NORTH KINGSTOWN | JOHN DELBUONO RESIDENCE | 497 CONGDON HILL RD | UST-4955 | Private Residence | 1 | null | Permanently Closed | 2000 | Heating Oil No.2 | Single Walled
NORTH KINGSTOWN | JOHN MARCACCIO | 48 POJAC POINT | UST-18600 | Private Residence | 1 | 1984-10-09 | Permanently Closed | 4000 | Heating Oil No.2
NORTH KINGSTOWN | JOHNSON'S BOAT YARD | 591 BOSTON NECK RD | UST-2517 | Commercials | 1 | 1964-05-01 | Permanently Closed | 500 | Heating Oil No.2
NORTH KINGSTOWN | JOHNSON'S BOAT YARD | 591 BOSTON NECK RD | UST-2517 | Commercials | 2 | 1964-05-01 | Permanently Closed | 6000 | Other
NORTH KINGSTOWN | JOHNSON'S BOAT YARD | 591 BOSTON NECK RD | UST-2517 | Commercials | 3 | 1964-05-01 | Permanently Closed | 4000 | Other
NORTH KINGSTOWN | JOHNSON'S BOAT YARD | 591 BOSTON NECK RD | UST-2517 | Commercials | 4 | 1964-05-01 | Permanently Closed | 4000 | Other
NORTH KINGSTOWN | JOHNSON'S BOAT YARD | 591 BOSTON NECK RD | UST-2517 | Commercials | 5 | 1964-05-01 | Permanently Closed | 500 | Waste Oil
NORTH KINGSTOWN | JOSEPH KENT PROPERTY | 867 INDIAN CORNER RD | UST-18964 | Farm | 1 | 1984-10-09 | Permanently Closed | 1000 | Gasoline
NORTH KINGSTOWN | JOSEPH KENT PROPERTY | 867 INDIAN CORNER RD | UST-18964 | Farm | 2 | 1984-10-09 | Permanently Closed | 1000 | Gasoline
NORTH KINGSTOWN | KEVIN BRANNON | 1264-1266 TOWER HILL | UST-15947 | Commercials | 1 | 1984-10-09 | Permanently Closed | 1000 | Gasoline
NORTH KINGSTOWN | KEVIN BRANNON | 1264-1266 TOWER HILL | UST-15947 | Commercials | 2 | 1984-10-09 | Permanently Closed | 2000 | Gasoline
NORTH KINGSTOWN | KINGSTOWN MOBIL | 6228 POST RD | UST-1515 | Gasoline Station | 1 | 1971-04-01 | Permanently Closed | 550 | Waste Oil
NORTH KINGSTOWN | KINGSTOWN MOBIL | 6228 POST RD | UST-1515 | Gasoline Station | 2 | 1971-04-01 | Permanently Closed | 500 | Heating Oil No.2 | Single Walled
NORTH KINGSTOWN | KINGSTOWN MOBIL | 6228 POST RD | UST-1515 | Gasoline Station | 3 | 1971-04-01 | Permanently Closed | 6000 | Gasoline
NORTH KINGSTOWN | KINGSTOWN MOBIL | 6228 POST RD | UST-1515 | Gasoline Station | 4 | 1971-04-01 | Permanently Closed | 8000 | Gasoline
NORTH KINGSTOWN | KINGSTOWN MOBIL | 6228 POST RD | UST-1515 | Gasoline Station | 5 | 1971-04-01 | Permanently Closed | 10000 | Gasoline
NORTH KINGSTOWN | KINGSTOWN MOBIL | 6228 POST RD | UST-1515 | Gasoline Station | 6 | 1989-12-01 | In Use | 10000 | Diesel | Double Walled | 2022-09-26
NORTH KINGSTOWN | KINGSTOWN MOBIL | 6228 POST RD | UST-1515 | Gasoline Station | 7 | 1989-12-01 | In Use | 10000 | Gasoline | Double Walled | 2022-09-26
NORTH KINGSTOWN | KINGSTOWN MOBIL | 6228 POST RD | UST-1515 | Gasoline Station | 8 | 1989-12-01 | In Use | 10000 | Gasoline | Double Walled | 2022-09-26
NORTH KINGSTOWN | KINGSTOWN MOBIL | 6228 POST RD | UST-1515 | Gasoline Station | 9 | 1989-12-01 | In Use | 10000 | Gasoline | Double Walled | 2022-09-26
NORTH KINGSTOWN | L.A. ROBERTS | 6900 POST RD | UST-16381 | Commercials | 1 | 1984-10-09 | Permanently Closed | 5000 | Heating Oil No.2
NORTH KINGSTOWN | LAFAYETTE NURSING HOME, INC. | 691 TEN ROD RD | UST-2274 | Commercials | 1 | 1984-10-09 | Permanently Closed | 1000 | Heating Oil No.2
NORTH KINGSTOWN | LAFAYETTE NURSING HOME, INC. | 691 TEN ROD RD | UST-2274 | Commercials | 2 | 1984-10-09 | Permanently Closed | 50 | Gasoline
NORTH KINGSTOWN | LAFAYETTE TROUT HATCHERY | 424 HATCHERY RD | UST-18268 | State Government | 1 | 1984-10-09 | Permanently Closed | 750 | Heating Oil No.2
NORTH KINGSTOWN | LAURIE DIANE DAVIS | 96 TEN ROD RD | UST-3761 | Private Residence | 1 | 1984-10-09 | In Use | 2000 | Heating Oil No.2
NORTH KINGSTOWN | LILLYMERE FARMS | 2745 TOWER HILL RD | UST-4007 | Farm | 1 | 1984-10-09 | Permanently Closed | 1000 | Heating Oil No.2
NORTH KINGSTOWN | LILLYMERE FARMS | 2745 TOWER HILL RD | UST-4007 | Farm | 2 | 1984-10-09 | Permanently Closed | 1000 | Heating Oil No.2
NORTH KINGSTOWN | LISA GIBSON MCMAHON | 2188 TOWER HILL RD | UST-17114 | Private Residence | 1 | 1984-10-09 | Permanently Closed | 1100 | Gasoline
NORTH KINGSTOWN | LISA GIBSON MCMAHON | 2188 TOWER HILL RD | UST-17114 | Private Residence | 2 | 1984-10-09 | Permanently Closed | 1000 | Diesel
NORTH KINGSTOWN | LITTLE RED SCHOOL HOUSE | 445 SCHOOL ST | UST-934 | Education - Town | 1 | 1984-10-09 | Permanently Closed | 1000 | Heating Oil No.2
NORTH KINGSTOWN | MAINTENANCE HANGAR, BLDG P-13 | QUONSET STATE AIRPORT | UST-1129 | State Government | 1 | 1981-04-01 | Permanently Closed | 10000 | Heating Oil No.2
NORTH KINGSTOWN | MAINTENANCE HANGAR, BLDG P-13 | QUONSET STATE AIRPORT | UST-1129 | State Government | 2 | 1981-04-01 | Permanently Closed | 10000 | Heating Oil No.2
NORTH KINGSTOWN | MANCINI HARDWARE | 221 TOWER HILL RD | UST-4537 | Commercials | 1 | 1984-10-09 | Permanently Closed | 3000 | Heating Oil No.2
NORTH KINGSTOWN | MCKAY'S FRONT PORCH | 740 TEN RD | UST-17007 | Commercials | 1 | 1984-10-09 | Permanently Closed | 1000 | Heating Oil No.2
NORTH KINGSTOWN | MICKEY'S TAVERN | 7835 POST RD | UST-18540 | Commercials | 1 | 1984-10-09 | Permanently Closed | 4000 | Gasoline
NORTH KINGSTOWN | MICKEY'S TAVERN | 7835 POST RD | UST-18540 | Commercials | 2 | 1984-10-09 | Permanently Closed | 4000 | Gasoline
NORTH KINGSTOWN | MICKEY'S TAVERN | 7835 POST RD | UST-18540 | Commercials | 3 | 1984-10-09 | Permanently Closed | 4000 | Gasoline
NORTH KINGSTOWN | MICKEY'S TAVERN | 7835 POST RD | UST-18540 | Commercials | 4 | 1984-10-09 | Permanently Closed | 2000 | Gasoline
NORTH KINGSTOWN | MICKEY'S TAVERN | 7835 POST RD | UST-18540 | Commercials | 5 | 1984-10-09 | Permanently Closed | 275 | Diesel
NORTH KINGSTOWN | MICKEY'S TAVERN | 7835 POST RD | UST-18540 | Commercials | 6 | 1984-10-09 | Permanently Closed | 1000 | Unknown
NORTH KINGSTOWN | MIKE'S AUTO BODY | 1070 TOWER HILL RD | UST-18369 | Commercials | 1 | 1984-10-09 | Permanently Closed | 2000 | Gasoline
NORTH KINGSTOWN | MIKE'S AUTO BODY | 1070 TOWER HILL RD | UST-18369 | Commercials | 2 | 1984-10-09 | Permanently Closed | 2000 | Gasoline
NORTH KINGSTOWN | MITCHELL'S TRUCK REPAIR | 3666 QUAKER LN | UST-18492 | Commercials | 1 | 1984-10-09 | Permanently Closed | 275 | Waste Oil
NORTH KINGSTOWN | MOONEY, ROBERT | 465 POTTER RD | UST-16348 | Private Residence | 1 | 1984-10-09 | Permanently Closed | 2000 | Heating Oil No.2
NORTH KINGSTOWN | MR. SHERRY (FORMER GAS STATION | 460 TOWER HILL RD | UST-15521 | Commercials | 1 | 1968-04-01 | Permanently Closed | 4000 | Gasoline
NORTH KINGSTOWN | MR. SHERRY (FORMER GAS STATION | 460 TOWER HILL RD | UST-15521 | Commercials | 2 | 1968-04-01 | Permanently Closed | 1000 | Gasoline
NORTH KINGSTOWN | MR. SHERRY (FORMER GAS STATION | 460 TOWER HILL RD | UST-15521 | Commercials | 3 | 1968-04-01 | Permanently Closed | 1000 | Gasoline
NORTH KINGSTOWN | MR. SHERRY (FORMER GAS STATION | 460 TOWER HILL RD | UST-15521 | Commercials | 4 | 1968-04-01 | Permanently Closed | 1000 | Gasoline
NORTH KINGSTOWN | MR. SHERRY (FORMER GAS STATION | 460 TOWER HILL RD | UST-15521 | Commercials | 5 | 1968-04-01 | Permanently Closed | 2000 | Gasoline
NORTH KINGSTOWN | MR.& MRS. HENRY SHARPE JR. | 30 POJAC POINT RD | UST-2397 | Private Residence | 1 | 1958-07-01 | Permanently Closed | 2000 | Heating Oil No.2
NORTH KINGSTOWN | MRS. SYDELLE L. BERMAN | 1510 BOSTON NECK RD | UST-2479 | Private Residence | 1 | 1984-10-09 | In Use | 3000 | Heating Oil No.2
NORTH KINGSTOWN | MRS. SYDELLE L. BERMAN | 1510 BOSTON NECK RD | UST-2479 | Private Residence | 2 | 1984-10-09 | In Use | 3000 | Heating Oil No.2
NORTH KINGSTOWN | NARRAGANSETT BOW HUNTERS | 1531 TEN ROD RD | UST-5055 | Commercials | 1 | null | Permanently Closed | 1000 | Heating Oil No.2 | Single Walled
NORTH KINGSTOWN | NAVAL CONSTRUCTION BATTALIION CTR. | 1330 DAVISVILLE RD | UST-18449 | Federal Government | 1 | 1984-10-09 | Permanently Closed | 1000 | Diesel
NORTH KINGSTOWN | NAVAL CONSTRUCTION BATTALION CENTER | DAVISVILLE RD | UST-949 | Federal Government | 1 | 1984-10-09 | Permanently Closed | 10000 | Heating Oil No.2
NORTH KINGSTOWN | NAVAL CONSTRUCTION BATTALION CENTER | DAVISVILLE RD | UST-949 | Federal Government | 2 | 1984-10-09 | Permanently Closed | 4000 | Heating Oil No.2
NORTH KINGSTOWN | NAVAL CONSTRUCTION BATTALION CENTER | DAVISVILLE RD | UST-949 | Federal Government | 3 | 1984-10-09 | Permanently Closed | 4000 | Heating Oil No.2
NORTH KINGSTOWN | NAVAL CONSTRUCTION BATTALION CENTER | DAVISVILLE RD | UST-949 | Federal Government | 4 | 1984-10-09 | Permanently Closed | 550 | Heating Oil No.2
NORTH KINGSTOWN | NAVAL CONSTRUCTION BATTALION CENTER | DAVISVILLE RD | UST-949 | Federal Government | 5 | 1984-10-09 | Permanently Closed | 550 | Heating Oil No.2
NORTH KINGSTOWN | NAVAL CONSTRUCTION BATTALION CENTER | DAVISVILLE RD | UST-949 | Federal Government | 6 | 1984-10-09 | Permanently Closed | 550 | Heating Oil No.2
NORTH KINGSTOWN | NAVAL CONSTRUCTION BATTALION CENTER | DAVISVILLE RD | UST-949 | Federal Government | 7 | 1984-10-09 | Permanently Closed | 275 | Heating Oil No.2
NORTH KINGSTOWN | NAVAL CONSTRUCTION BATTALION CENTER | DAVISVILLE RD | UST-949 | Federal Government | 8 | 1984-10-09 | Permanently Closed | 1500 | Heating Oil No.2
NORTH KINGSTOWN | NAVAL CONSTRUCTION BATTALION CENTER | DAVISVILLE RD | UST-949 | Federal Government | 9 | 1984-10-09 | Permanently Closed | 550 | Heating Oil No.2
NORTH KINGSTOWN | NAVAL CONSTRUCTION BATTALION CENTER | DAVISVILLE RD | UST-949 | Federal Government | 10 | 1984-10-09 | Permanently Closed | 550 | Heating Oil No.2
NORTH KINGSTOWN | NAVAL CONSTRUCTION BATTALION CENTER | DAVISVILLE RD | UST-949 | Federal Government | 11 | 1984-10-09 | Permanently Closed | 2000 | Heating Oil No.2
NORTH KINGSTOWN | NAVAL CONSTRUCTION BATTALION CENTER | DAVISVILLE RD | UST-949 | Federal Government | 12 | 1984-10-09 | Permanently Closed | 5000 | Heating Oil No.2
NORTH KINGSTOWN | NAVAL CONSTRUCTION BATTALION CENTER | DAVISVILLE RD | UST-949 | Federal Government | 13 | 1984-10-09 | Permanently Closed | 10000 | Heating Oil No.2
NORTH KINGSTOWN | NAVAL CONSTRUCTION BATTALION CENTER | DAVISVILLE RD | UST-949 | Federal Government | 14 | 1984-10-09 | Permanently Closed | 7700 | Unknown
NORTH KINGSTOWN | NAVAL CONSTRUCTION BATTALION CENTER | DAVISVILLE RD | UST-949 | Federal Government | 15 | 1984-10-09 | Permanently Closed | 500 | Heating Oil No.2
NORTH KINGSTOWN | NAVAL CONSTRUCTION BATTALION CENTER | DAVISVILLE RD | UST-949 | Federal Government | 16 | 1984-10-09 | Permanently Closed | 1000 | Heating Oil No.2
NORTH KINGSTOWN | NAVAL CONSTRUCTION BATTALION CENTER | DAVISVILLE RD | UST-949 | Federal Government | 17 | 1984-10-09 | Permanently Closed | 3000 | Heating Oil No.2
NORTH KINGSTOWN | NAVAL CONSTRUCTION BATTALION CENTER | DAVISVILLE RD | UST-949 | Federal Government | 18 | 1984-10-09 | Permanently Closed | 3000 | Heating Oil No.2
NORTH KINGSTOWN | NAVAL CONSTRUCTION BATTALION CENTER | DAVISVILLE RD | UST-949 | Federal Government | 19 | 1984-10-09 | Permanently Closed | 6000 | Heating Oil No.2
NORTH KINGSTOWN | NAVAL CONSTRUCTION BATTALION CENTER | DAVISVILLE RD | UST-949 | Federal Government | 20 | 1984-10-09 | Permanently Closed | 3000 | Heating Oil No.2
NORTH KINGSTOWN | NAVAL CONSTRUCTION BATTALION CENTER | DAVISVILLE RD | UST-949 | Federal Government | 21 | 1984-10-09 | Permanently Closed | 3000 | Heating Oil No.2
NORTH KINGSTOWN | NAVAL CONSTRUCTION BATTALION CENTER | DAVISVILLE RD | UST-949 | Federal Government | 22 | 1984-10-09 | Permanently Closed | 3000 | Heating Oil No.2
NORTH KINGSTOWN | NAVAL CONSTRUCTION BATTALION CENTER | DAVISVILLE RD | UST-949 | Federal Government | 23 | 1984-10-09 | Permanently Closed | 3000 | Heating Oil No.2
NORTH KINGSTOWN | NAVAL CONSTRUCTION BATTALION CENTER | DAVISVILLE RD | UST-949 | Federal Government | 24 | 1984-10-09 | Permanently Closed | 6500 | Lubricating/Cutting Oil
NORTH KINGSTOWN | NAVAL CONSTRUCTION BATTALION CENTER | DAVISVILLE RD | UST-949 | Federal Government | 25 | 1984-10-09 | Permanently Closed | 2000 | Heating Oil No.2
NORTH KINGSTOWN | NAVAL CONSTRUCTION BATTALION CENTER | DAVISVILLE RD | UST-949 | Federal Government | 26 | 1984-10-09 | Permanently Closed | 2000 | Heating Oil No.2
NORTH KINGSTOWN | NAVAL CONSTRUCTION BATTALION CENTER | DAVISVILLE RD | UST-949 | Federal Government | 27 | 1984-10-09 | Permanently Closed | 1000 | Heating Oil No.2
NORTH KINGSTOWN | NAVAL CONSTRUCTION BATTALION CENTER | DAVISVILLE RD | UST-949 | Federal Government | 28 | 1984-10-09 | Permanently Closed | 1000 | Heating Oil No.2
NORTH KINGSTOWN | NAVAL CONSTRUCTION BATTALION CENTER | DAVISVILLE RD | UST-949 | Federal Government | 29 | 1984-10-09 | Permanently Closed | 2000 | Gasoline
NORTH KINGSTOWN | NAVAL CONSTRUCTION BATTALION CENTER | DAVISVILLE RD | UST-949 | Federal Government | 30 | 1984-10-09 | Permanently Closed | 2000 | Gasoline
NORTH KINGSTOWN | NAVAL CONSTRUCTION BATTALION CENTER | DAVISVILLE RD | UST-949 | Federal Government | 31 | 1984-10-09 | Permanently Closed | 10000 | Diesel
NORTH KINGSTOWN | NAVAL CONSTRUCTION BATTALION CENTER | DAVISVILLE RD | UST-949 | Federal Government | 32 | 1984-10-09 | Permanently Closed | 10000 | Gasoline
NORTH KINGSTOWN | NAVAL CONSTRUCTION BATTALION CENTER | DAVISVILLE RD | UST-949 | Federal Government | 33 | 1984-10-09 | Permanently Closed | 500 | Diesel
NORTH KINGSTOWN | NAVAL CONSTRUCTION BATTALION CENTER | DAVISVILLE RD | UST-949 | Federal Government | 34 | 1984-10-09 | Permanently Closed | 2500 | Heating Oil No.2
NORTH KINGSTOWN | NORTH ATLANTIC DISTRIBUTION INC | 100 TIDAL DR | UST-3117 | Commercials | 1 | 1985-09-01 | In Use | 2000 | Heating Oil No.2
NORTH KINGSTOWN | NORTH END CESSPOOL | 373 OLD BAPTIST RD | UST-15253 | Industrial | 1 | 1984-10-09 | Permanently Closed | 1000 | Gasoline
NORTH KINGSTOWN | NORTH KINGSTOWN ANIMAL SHELTER | 475 HAMILTON ALLENTON RD | UST-936 | City/Town Government | 1 | 1976-08-01 | Permanently Closed | 500 | Heating Oil No.2
NORTH KINGSTOWN | NORTH KINGSTOWN FIRE STATION #2 | 1865 BOSTON NECK RD | UST-939 | City/Town Government | 1 | 1965-08-01 | Permanently Closed | 1000 | Heating Oil No.2
NORTH KINGSTOWN | NORTH KINGSTOWN FREE LIBRARY | 100 BOONE ST | UST-932 | City/Town Government | 1 | 1976-08-01 | Permanently Closed | 10250 | Heating Oil No.2
NORTH KINGSTOWN | NORTH KINGSTOWN GOLF COURSE | CALLAGHAN RD | UST-3354 | City/Town Government | 1 | 1984-10-09 | Permanently Closed | 500 | Gasoline
NORTH KINGSTOWN | NORTH KINGSTOWN HIGH SCHOOL | 150 FAIRWAY | UST-2438 | City/Town Government | 1 | 1959-04-01 | Permanently Closed | 5000 | Heating Oil No.2
NORTH KINGSTOWN | NORTH KINGSTOWN HIGH SCHOOL | 150 FAIRWAY | UST-2438 | City/Town Government | 2 | 1959-04-01 | Permanently Closed | 5000 | Heating Oil No.2
NORTH KINGSTOWN | NORTH KINGSTOWN HIGH SCHOOL | 150 FAIRWAY | UST-2438 | City/Town Government | 3 | 1959-04-01 | Permanently Closed | 7500 | Heating Oil No.2
NORTH KINGSTOWN | NORTH KINGSTOWN HIGH SCHOOL | 150 FAIRWAY | UST-2438 | City/Town Government | 4 | 1959-04-01 | Permanently Closed | 10000 | Heating Oil No.2
NORTH KINGSTOWN | NORTH KINGSTOWN HIGH SCHOOL | 150 FAIRWAY | UST-2438 | City/Town Government | 5 | 1959-04-01 | Permanently Closed | 7500 | Heating Oil No.2
NORTH KINGSTOWN | NORTH KINGSTOWN HIGH SCHOOL | 150 FAIRWAY | UST-2438 | City/Town Government | 6 | 1963-04-01 | Permanently Closed | 7500 | Heating Oil No.2
NORTH KINGSTOWN | NORTH KINGSTOWN HIGH SCHOOL | 150 FAIRWAY | UST-2438 | City/Town Government | 7 | 1984-10-09 | Permanently Closed | 0 | Heating Oil No.2
NORTH KINGSTOWN | NORTH KINGSTOWN HIGHWAY GARAGE | 55 OAK HILL RD | UST-928 | City/Town Government | 1 | 1984-10-09 | Permanently Closed | 4000 | Gasoline
NORTH KINGSTOWN | NORTH KINGSTOWN HIGHWAY GARAGE | 55 OAK HILL RD | UST-928 | City/Town Government | 2 | 1984-10-09 | Permanently Closed | 4000 | Gasoline
NORTH KINGSTOWN | NORTH KINGSTOWN HIGHWAY GARAGE | 55 OAK HILL RD | UST-928 | City/Town Government | 3 | 1984-10-09 | Permanently Closed | 4000 | Gasoline
NORTH KINGSTOWN | NORTH KINGSTOWN HIGHWAY GARAGE | 55 OAK HILL RD | UST-928 | City/Town Government | 4 | 1984-10-09 | Permanently Closed | 4000 | Diesel
NORTH KINGSTOWN | NORTH KINGSTOWN HIGHWAY GARAGE | 55 OAK HILL RD | UST-928 | City/Town Government | 5 | 1984-10-09 | Permanently Closed | 4000 | Diesel
NORTH KINGSTOWN | NORTH KINGSTOWN HIGHWAY GARAGE | 55 OAK HILL RD | UST-928 | City/Town Government | 6 | 1984-10-09 | Permanently Closed | 500 | Waste Oil
NORTH KINGSTOWN | NORTH KINGSTOWN PUBLIC SAFETY BUILDING | 8166 POST RD | UST-937 | City/Town Government | 1 | 1975-08-01 | Permanently Closed | 2000 | Gasoline
NORTH KINGSTOWN | NORTH KINGSTOWN PUBLIC SAFETY BUILDING | 8166 POST RD | UST-937 | City/Town Government | 2 | 1975-08-01 | Permanently Closed | 5000 | Gasoline
NORTH KINGSTOWN | NORTH KINGSTOWN PUBLIC SAFETY BUILDING | 8166 POST RD | UST-937 | City/Town Government | 3 | 1959-08-01 | Permanently Closed | 1000 | Diesel
NORTH KINGSTOWN | NORTH KINGSTOWN PUBLIC SAFETY BUILDING | 8166 POST RD | UST-937 | City/Town Government | 4 | 1975-08-01 | Permanently Closed | 5000 | Heating Oil No.2
NORTH KINGSTOWN | NORTH KINGSTOWN PUBLIC SAFETY BUILDING | 8166 POST RD | UST-937 | City/Town Government | 5 | 1959-08-01 | Permanently Closed | 1000 | Gasoline
NORTH KINGSTOWN | NORTH KINGSTOWN PUBLIC SAFETY BUILDING | 8166 POST RD | UST-937 | City/Town Government | 6 | 1975-08-01 | Permanently Closed | 1500 | Diesel
NORTH KINGSTOWN | NORTH KINGSTOWN SCHOOL DEPARTMENT | 100 FAIRWAY DR | UST-2439 | City/Town Government | 1 | 1978-04-01 | Permanently Closed | 10000 | Gasoline
NORTH KINGSTOWN | NORTH KINGSTOWN SCHOOL DEPARTMENT | 100 FAIRWAY DR | UST-2439 | City/Town Government | 2 | 1984-10-09 | Permanently Closed | 5000 | Heating Oil No.2
NORTH KINGSTOWN | NORTH KINGSTOWN SCHOOL DEPARTMENT | 100 FAIRWAY DR | UST-2439 | City/Town Government | 3 | 1984-10-09 | Permanently Closed | 2000 | Heating Oil No.2
NORTH KINGSTOWN | NORTH KINGSTOWN SCHOOL DEPARTMENT | 100 FAIRWAY DR | UST-2439 | City/Town Government | 4 | 1990-09-28 | In Use | 6000 | Diesel | Double Walled | 2006-11-20
NORTH KINGSTOWN | NORTH KINGSTOWN SCHOOL DEPARTMENT | 100 FAIRWAY DR | UST-2439 | City/Town Government | 5 | 1990-09-28 | Permanently Closed | 6000 | Gasoline | Double Walled | 2006-11-20
NORTH KINGSTOWN | NORTH KINGSTOWN SCHOOL STREET FIRE ST. | 6445 POST RD | UST-938 | City/Town Government | 1 | 1972-08-01 | Permanently Closed | 1000 | Gasoline
NORTH KINGSTOWN | NORTH KINGSTOWN SHELL | 7380 POST RD | UST-804 | Gasoline Station | 1 | 1969-04-01 | Permanently Closed | 8000 | Gasoline | Single Walled
NORTH KINGSTOWN | NORTH KINGSTOWN SHELL | 7380 POST RD | UST-804 | Gasoline Station | 2 | 1969-04-01 | Permanently Closed | 10000 | Gasoline | Single Walled
NORTH KINGSTOWN | NORTH KINGSTOWN SHELL | 7380 POST RD | UST-804 | Gasoline Station | 3 | 1969-04-01 | Permanently Closed | 10000 | Gasoline | Single Walled
NORTH KINGSTOWN | NORTH KINGSTOWN SHELL | 7380 POST RD | UST-804 | Gasoline Station | 4 | 1967-04-01 | Permanently Closed | 550 | Heating Oil No.2
NORTH KINGSTOWN | NORTH KINGSTOWN SHELL | 7380 POST RD | UST-804 | Gasoline Station | 5 | 1986-12-01 | Permanently Closed | 550 | Heating Oil No.2
NORTH KINGSTOWN | NORTH KINGSTOWN SHELL | 7380 POST RD | UST-804 | Gasoline Station | 6 | 1967-04-01 | Permanently Closed | 550 | Waste Oil
NORTH KINGSTOWN | NORTH KINGSTOWN SHELL | 7380 POST RD | UST-804 | Gasoline Station | 7 | 1986-12-01 | Permanently Closed | 550 | Waste Oil | Single Walled
NORTH KINGSTOWN | NORTH KINGSTOWN SOLID WASTE (TRANSFER STATION) | DEVIL'S FOOT RD | UST-19070 | State Government | 1 | 2003-10-31 | Permanently Closed | 600 | Mixture
NORTH KINGSTOWN | NORTH KINGSTOWN TOWN HALL | 80 BOSTON NECK RD | UST-930 | City/Town Government | 1 | 1984-10-09 | Permanently Closed | 500 | Gasoline
NORTH KINGSTOWN | NORTH KINGSTOWN TOWN HALL | 80 BOSTON NECK RD | UST-930 | City/Town Government | 2 | 1984-10-09 | Permanently Closed | 1000 | Heating Oil No.2
NORTH KINGSTOWN | NORTH KINGSTOWN TOWN HALL | 80 BOSTON NECK RD | UST-930 | City/Town Government | 3 | null | Permanently Closed | 1000 | Heating Oil No.2
NORTH KINGSTOWN | NORTH KINGSTOWN TOWN HALL ANNEX | 55 BROWN ST | UST-931 | City/Town Government | 1 | 1980-08-01 | Permanently Closed | 1000 | Heating Oil No.2
NORTH KINGSTOWN | NORTH KINGSTOWN TRANSFER STATION | 601 DEVILS FOOT RD | UST-929 | City/Town Government | 1 | 1984-08-01 | Permanently Closed | 2000 | Diesel
NORTH KINGSTOWN | O'NEILL OIL SERVICE, INC. | 549 TOWER HILL RD | UST-696 | Commercials | 1 | 1961-04-01 | Permanently Closed | 25000 | Heating Oil No.2
NORTH KINGSTOWN | O'NEILL OIL SERVICE, INC. | 549 TOWER HILL RD | UST-696 | Commercials | 2 | 1961-04-01 | Permanently Closed | 25000 | Heating Oil No.2
NORTH KINGSTOWN | OATLEY'S SUNOCO | 1717 TEN ROD RD | UST-2871 | Gasoline Station | 1 | 1965-09-01 | Permanently Closed | 6280 | Gasoline
NORTH KINGSTOWN | OATLEY'S SUNOCO | 1717 TEN ROD RD | UST-2871 | Gasoline Station | 2 | 1965-09-01 | Permanently Closed | 6280 | Gasoline
NORTH KINGSTOWN | OATLEY'S SUNOCO | 1717 TEN ROD RD | UST-2871 | Gasoline Station | 3 | 1965-09-01 | Permanently Closed | 6280 | Gasoline
NORTH KINGSTOWN | OATLEY'S SUNOCO | 1717 TEN ROD RD | UST-2871 | Gasoline Station | 4 | 1984-10-09 | Permanently Closed | 1000 | Waste Oil
NORTH KINGSTOWN | OATLEY'S SUNOCO | 1717 TEN ROD RD | UST-2871 | Gasoline Station | 5 | 1984-10-09 | Permanently Closed | 1000 | Waste Oil
NORTH KINGSTOWN | OCEAN STATE ENGINE SERVICES INC. | 901 BOSTON NECK RD | UST-15348 | Industrial | 1 | 1984-10-09 | Permanently Closed | 2000 | Gasoline
NORTH KINGSTOWN | OCEAN STATE ENGINE SERVICES INC. | 901 BOSTON NECK RD | UST-15348 | Industrial | 2 | 1984-10-09 | Permanently Closed | 2000 | Gasoline
NORTH KINGSTOWN | OCEAN STATE ENGINE SERVICES INC. | 901 BOSTON NECK RD | UST-15348 | Industrial | 3 | 1984-10-09 | Permanently Closed | 4000 | Gasoline
NORTH KINGSTOWN | OCEAN STATE ENGINE SERVICES INC. | 901 BOSTON NECK RD | UST-15348 | Industrial | 4 | 1984-10-09 | Permanently Closed | 550 | Waste Oil
NORTH KINGSTOWN | OPET GAS | 6690 POST RD | UST-1062 | Gasoline Station | 1 | 1983-04-01 | Permanently Closed | 8000 | Gasoline | Single Walled
NORTH KINGSTOWN | OPET GAS | 6690 POST RD | UST-1062 | Gasoline Station | 2 | 1983-04-01 | Permanently Closed | 8000 | Gasoline | Single Walled
NORTH KINGSTOWN | OPET GAS | 6690 POST RD | UST-1062 | Gasoline Station | 3 | 1983-04-01 | Permanently Closed | 8000 | Gasoline | Single Walled
NORTH KINGSTOWN | OPET GAS | 6690 POST RD | UST-1062 | Gasoline Station | 4 | 1983-04-01 | Permanently Closed | 10000 | Gasoline | Single Walled
NORTH KINGSTOWN | OPET GAS | 6690 POST RD | UST-1062 | Gasoline Station | 5 | 1983-04-01 | Permanently Closed | 6000 | Kerosene | Single Walled
NORTH KINGSTOWN | OPET GAS | 6690 POST RD | UST-1062 | Gasoline Station | 6 | 2006-12-15 | In Use | 12000 | Gasoline | Double Walled | 2006-12-15
NORTH KINGSTOWN | OPET GAS | 6690 POST RD | UST-1062 | Gasoline Station | 7 | 2006-12-15 | In Use | 7000 | Gasoline | Double Walled | 2006-12-15
NORTH KINGSTOWN | OPET GAS | 6690 POST RD | UST-1062 | Gasoline Station | 8 | 2006-12-15 | In Use | 5000 | Diesel | Double Walled | 2006-12-15
NORTH KINGSTOWN | OUTBOARD EXCHANGE, INC. | 250 SCRABBLETOWN RD | UST-16730 | Commercials | 1 | 1984-10-09 | Permanently Closed | 1000 | Heating Oil No.2
NORTH KINGSTOWN | PAUL BAILEY'S DODGE | 6600 POST RD | UST-2117 | Commercials | 1 | 1980-02-01 | Permanently Closed | 7500 | Other
NORTH KINGSTOWN | PAUL BAILEY'S DODGE | 6600 POST RD | UST-2117 | Commercials | 2 | 1970-02-01 | Permanently Closed | 2000 | Heating Oil No.2
NORTH KINGSTOWN | PAUL BAILEY'S DODGE | 6600 POST RD | UST-2117 | Commercials | 3 | 1975-02-01 | Permanently Closed | 1000 | Waste Oil
NORTH KINGSTOWN | PEOPLES CREDIT UNION | 7490 POST RD | UST-4317 | Commercials | 1 | 1984-10-09 | Permanently Closed | 500 | Heating Oil No.2
NORTH KINGSTOWN | PHILLIPS RESIDENCE | 99 JOHN SCOTT LN | UST-4714 | Private Residence | 1 | 1984-10-09 | Permanently Closed | 3000 | Heating Oil No.2 | Single Walled
NORTH KINGSTOWN | PLEASANT STREET WHARF | 160 PLEASANT ST | UST-327 | Commercials | 1 | 1968-03-01 | Permanently Closed | 2500 | Gasoline
NORTH KINGSTOWN | PLEASANT STREET WHARF | 160 PLEASANT ST | UST-327 | Commercials | 2 | 1968-03-01 | Permanently Closed | 2500 | Diesel
NORTH KINGSTOWN | PLEASANT STREET WHARF | 160 PLEASANT ST | UST-327 | Commercials | 3 | 1984-10-09 | Permanently Closed | 2000 | Gasoline
NORTH KINGSTOWN | POL FACILITY, BLDG P-14 | QUONSET STATE AIRPORT | UST-1130 | Federal Government | 1 | 1982-04-01 | Permanently Closed | 2000 | Waste Oil | Double Walled
NORTH KINGSTOWN | POL FACILITY, BLDG P-14 | QUONSET STATE AIRPORT | UST-1130 | Federal Government | 2 | 1980-05-01 | Permanently Closed | 1000 | Heating Oil No.2
NORTH KINGSTOWN | QUONPRO PROPERTIES LLC | 600 CALLAHAN RD | UST-4954 | Commercials | 1 | null | Permanently Closed | 500 | Heating Oil No.2
NORTH KINGSTOWN | QUONSET O" CLUB" | 200 LT. JAMES BROWN RD | UST-2649 | Commercials | 1 | 1987-09-01 | In Use | 2300 | Heating Oil No.2
NORTH KINGSTOWN | QUONSET O" CLUB" | 200 LT. JAMES BROWN RD | UST-2649 | Commercials | 2 | 1957-09-01 | Permanently Closed | 2000 | Heating Oil No.2
NORTH KINGSTOWN | QUONSET RADAR INSTALLATION (FORMER) | THOMPSON RD | UST-4166 | State Government | 1 | 1984-10-09 | Permanently Closed | 500 | Diesel
NORTH KINGSTOWN | QUONSET STATE AIRPORT | 240 AIRPORT RD | UST-467 | State Government | 19 | 1984-10-09 | Permanently Closed | 2000 | Diesel
NORTH KINGSTOWN | QUONSET STATE AIRPORT | 240 AIRPORT RD | UST-467 | State Government | 20 | 1984-10-09 | Permanently Closed | 1000 | Other
NORTH KINGSTOWN | QUONSET STATE AIRPORT | 240 AIRPORT RD | UST-467 | State Government | 22 | 1984-10-09 | Permanently Closed | 2000 | Diesel
NORTH KINGSTOWN | QUONSET STATE AIRPORT | 240 AIRPORT RD | UST-467 | State Government | 23 | 1984-10-09 | Permanently Closed | 550 | Diesel
NORTH KINGSTOWN | QUONSET STATE AIRPORT | 240 AIRPORT RD | UST-467 | State Government | 24 | 1984-10-09 | Permanently Closed | 125 | Gasoline
NORTH KINGSTOWN | QUONSET STATE AIRPORT | 240 AIRPORT RD | UST-467 | State Government | 25 | 1984-10-09 | Permanently Closed | 25000 | Gasoline
NORTH KINGSTOWN | QUONSET STATE AIRPORT | 240 AIRPORT RD | UST-467 | State Government | 26 | 1984-10-09 | Permanently Closed | 25000 | Gasoline
NORTH KINGSTOWN | QUONSET STATE AIRPORT | 240 AIRPORT RD | UST-467 | State Government | 27 | 1984-10-09 | Permanently Closed | 25000 | Gasoline
NORTH KINGSTOWN | QUONSET STATE AIRPORT | 240 AIRPORT RD | UST-467 | State Government | 28 | 1984-10-09 | Permanently Closed | 25000 | Gasoline
NORTH KINGSTOWN | QUONSET STATE AIRPORT | 240 AIRPORT RD | UST-467 | State Government | 29 | 1984-10-09 | Permanently Closed | 4000 | Diesel
NORTH KINGSTOWN | QUONSET STATE AIRPORT | 240 AIRPORT RD | UST-467 | State Government | 30 | 1984-10-09 | Permanently Closed | 4000 | Gasoline
NORTH KINGSTOWN | QUONSET STATE AIRPORT | 240 AIRPORT RD | UST-467 | State Government | 31 | 1984-10-09 | Permanently Closed | 165 | Diesel
NORTH KINGSTOWN | QUONSET STATE AIRPORT | 240 AIRPORT RD | UST-467 | State Government | 32 | 1984-10-09 | Permanently Closed | 1500 | Heating Oil No.2
NORTH KINGSTOWN | QUONSET STATE AIRPORT | 240 AIRPORT RD | UST-467 | State Government | 33 | 1984-10-09 | Permanently Closed | 25000 | Other
NORTH KINGSTOWN | QUONSET STATE AIRPORT | 240 AIRPORT RD | UST-467 | State Government | 34 | 1984-10-09 | Permanently Closed | 25000 | Other
NORTH KINGSTOWN | QUONSET STATE AIRPORT | 240 AIRPORT RD | UST-467 | State Government | 35 | 1984-10-09 | Permanently Closed | 25000 | Other
NORTH KINGSTOWN | QUONSET STATE AIRPORT | 240 AIRPORT RD | UST-467 | State Government | 36 | 1984-10-09 | Permanently Closed | 25000 | Other
NORTH KINGSTOWN | QUONSET STATE AIRPORT | 240 AIRPORT RD | UST-467 | State Government | 37 | 1984-10-09 | Permanently Closed | 25000 | Other
NORTH KINGSTOWN | QUONSET STATE AIRPORT | 240 AIRPORT RD | UST-467 | State Government | 38 | 1984-10-09 | Permanently Closed | 25000 | Other
NORTH KINGSTOWN | QUONSET STATE AIRPORT | 240 AIRPORT RD | UST-467 | State Government | 39 | 1984-10-09 | Permanently Closed | 25000 | Other
NORTH KINGSTOWN | QUONSET STATE AIRPORT | 240 AIRPORT RD | UST-467 | State Government | 40 | 1984-10-09 | Permanently Closed | 25000 | Hazardous Substance
NORTH KINGSTOWN | QUONSET STATE AIRPORT | 240 AIRPORT RD | UST-467 | State Government | 42 | 1984-10-09 | Permanently Closed | 1000 | Other
NORTH KINGSTOWN | QUONSET STATE AIRPORT | 240 AIRPORT RD | UST-467 | State Government | 43 | 1984-10-09 | Permanently Closed | 1000 | Other
NORTH KINGSTOWN | QUONSET STATE AIRPORT | 240 AIRPORT RD | UST-467 | State Government | 44 | 1984-10-09 | Permanently Closed | 550 | Diesel
NORTH KINGSTOWN | QUONSET STATE AIRPORT | 240 AIRPORT RD | UST-467 | State Government | 45 | 1984-10-09 | Permanently Closed | 25000 | Other
NORTH KINGSTOWN | QUONSET STATE AIRPORT | 240 AIRPORT RD | UST-467 | State Government | 46 | 1984-10-09 | Permanently Closed | 25000 | Other
NORTH KINGSTOWN | QUONSET STATE AIRPORT | 240 AIRPORT RD | UST-467 | State Government | 47 | 1984-10-09 | Permanently Closed | 25000 | Diesel
NORTH KINGSTOWN | QUONSET STATE AIRPORT | 240 AIRPORT RD | UST-467 | State Government | 48 | 1984-10-09 | Permanently Closed | 25000 | Other
NORTH KINGSTOWN | QUONSET STATE AIRPORT | 240 AIRPORT RD | UST-467 | State Government | 49 | 1984-10-09 | Permanently Closed | 25000 | Other
NORTH KINGSTOWN | QUONSET STATE AIRPORT | 240 AIRPORT RD | UST-467 | State Government | 50 | 1984-10-09 | Permanently Closed | 25000 | Other
NORTH KINGSTOWN | QUONSET STATE AIRPORT | 240 AIRPORT RD | UST-467 | State Government | 51 | 1984-10-09 | Permanently Closed | 25000 | Other
NORTH KINGSTOWN | QUONSET STATE AIRPORT | 240 AIRPORT RD | UST-467 | State Government | 52 | 1984-10-09 | Permanently Closed | 25000 | Other
NORTH KINGSTOWN | QUONSET STATE AIRPORT | 240 AIRPORT RD | UST-467 | State Government | 53 | 1984-10-09 | Permanently Closed | 25000 | Other
NORTH KINGSTOWN | QUONSET STATE AIRPORT | 240 AIRPORT RD | UST-467 | State Government | 54 | 1984-10-09 | Permanently Closed | 25000 | Other
NORTH KINGSTOWN | QUONSET STATE AIRPORT | 240 AIRPORT RD | UST-467 | State Government | 55 | 1984-10-09 | Permanently Closed | 25000 | Other
NORTH KINGSTOWN | QUONSET STATE AIRPORT | 240 AIRPORT RD | UST-467 | State Government | 56 | 1984-10-09 | Permanently Closed | 25000 | Other
NORTH KINGSTOWN | QUONSET STATE AIRPORT | 240 AIRPORT RD | UST-467 | State Government | 57 | 1984-10-09 | Permanently Closed | 25000 | Other
NORTH KINGSTOWN | QUONSET STATE AIRPORT | 240 AIRPORT RD | UST-467 | State Government | 58 | 1984-10-09 | Permanently Closed | 25000 | Other
NORTH KINGSTOWN | QUONSET STATE AIRPORT | 240 AIRPORT RD | UST-467 | State Government | 59 | 1984-10-09 | Permanently Closed | 25000 | Other
NORTH KINGSTOWN | QUONSET STATE AIRPORT | 240 AIRPORT RD | UST-467 | State Government | 60 | 1984-10-09 | Permanently Closed | 25000 | Other
NORTH KINGSTOWN | QUONSET STATE AIRPORT | 240 AIRPORT RD | UST-467 | State Government | 61 | 1984-10-09 | Permanently Closed | 25000 | Other
NORTH KINGSTOWN | QUONSET STATE AIRPORT | 240 AIRPORT RD | UST-467 | State Government | 62 | 1984-10-09 | Permanently Closed | 25000 | Other
NORTH KINGSTOWN | QUONSET STATE AIRPORT | 240 AIRPORT RD | UST-467 | State Government | 63 | 1984-10-09 | Permanently Closed | 25000 | Other
NORTH KINGSTOWN | QUONSET STATE AIRPORT | 240 AIRPORT RD | UST-467 | State Government | 64 | 1984-10-09 | Permanently Closed | 25000 | Other
NORTH KINGSTOWN | QUONSET STATE AIRPORT | 240 AIRPORT RD | UST-467 | State Government | 65 | 1984-10-09 | Permanently Closed | 25000 | Other
NORTH KINGSTOWN | QUONSET STATE AIRPORT | 240 AIRPORT RD | UST-467 | State Government | 66 | 1984-10-09 | Permanently Closed | 25000 | Other
NORTH KINGSTOWN | QUONSET STATE AIRPORT | 240 AIRPORT RD | UST-467 | State Government | 67 | 1984-10-09 | Permanently Closed | 25000 | Other
NORTH KINGSTOWN | QUONSET STATE AIRPORT | 240 AIRPORT RD | UST-467 | State Government | 68 | 1984-10-09 | Permanently Closed | 25000 | Other
NORTH KINGSTOWN | QUONSET STATE AIRPORT | 240 AIRPORT RD | UST-467 | State Government | 69 | 1984-10-09 | Permanently Closed | 25000 | Other
NORTH KINGSTOWN | QUONSET STATE AIRPORT | 240 AIRPORT RD | UST-467 | State Government | 70 | 1984-10-09 | Permanently Closed | 25000 | Other
NORTH KINGSTOWN | QUONSET STATE AIRPORT | 240 AIRPORT RD | UST-467 | State Government | 71 | 1984-10-09 | Permanently Closed | 25000 | Other
NORTH KINGSTOWN | QUONSET STATE AIRPORT | 240 AIRPORT RD | UST-467 | State Government | 72 | 1984-10-09 | Permanently Closed | 25000 | Other
NORTH KINGSTOWN | QUONSET STATE AIRPORT | 240 AIRPORT RD | UST-467 | State Government | 73 | 1984-10-09 | Permanently Closed | 25000 | Other
NORTH KINGSTOWN | QUONSET STATE AIRPORT | 240 AIRPORT RD | UST-467 | State Government | 74 | 1984-10-09 | Permanently Closed | 25000 | Other
NORTH KINGSTOWN | QUONSET STATE AIRPORT | 240 AIRPORT RD | UST-467 | State Government | 75 | 1984-10-09 | Permanently Closed | 25000 | Other
NORTH KINGSTOWN | QUONSET STATE AIRPORT | 240 AIRPORT RD | UST-467 | State Government | 76 | 1984-10-09 | Permanently Closed | 25000 | Other
NORTH KINGSTOWN | R.I. DOT CONSTRUCTION PROJECT | MIKE ST | UST-19053 | State Government | 1 | 1984-10-09 | Permanently Closed | 1000 | Unknown
NORTH KINGSTOWN | R.I. DOT CONSTRUCTION PROJECT | MIKE ST | UST-19053 | State Government | 2 | 1984-10-09 | Permanently Closed | 500 | Unknown
NORTH KINGSTOWN | RAZEE MOTORCYCLE SALES | 730 TOWER HILL RD | UST-15767 | Commercials | 1 | 1984-10-09 | Permanently Closed | 2000 | Gasoline
NORTH KINGSTOWN | RAZEE MOTORCYCLE SALES | 730 TOWER HILL RD | UST-15767 | Commercials | 2 | 1984-10-09 | Permanently Closed | 2000 | Gasoline
NORTH KINGSTOWN | RAZEE MOTORCYCLE SALES | 730 TOWER HILL RD | UST-15767 | Commercials | 3 | 1984-10-09 | Permanently Closed | 3000 | Gasoline
NORTH KINGSTOWN | RAZEE MOTORCYCLE SALES | 730 TOWER HILL RD | UST-15767 | Commercials | 4 | 1984-10-09 | Permanently Closed | 3000 | Gasoline
NORTH KINGSTOWN | RAZEE MOTORCYCLE SALES | 730 TOWER HILL RD | UST-15767 | Commercials | 5 | 1984-10-09 | Permanently Closed | 3000 | Gasoline
NORTH KINGSTOWN | RAZEE MOTORCYCLE SALES | 730 TOWER HILL RD | UST-15767 | Commercials | 6 | 1984-10-09 | Permanently Closed | 2000 | Gasoline
NORTH KINGSTOWN | RED ROOSTER TAVERN, INC. | POLE #195 POST RD | UST-3019 | Commercials | 1 | 1984-10-09 | Permanently Closed | 1000 | Heating Oil No.2
NORTH KINGSTOWN | REMOTE/NOONEY CONTROLS | 386 DRY BRIDGE RD | UST-18668 | Commercials | 1 | 1984-10-09 | Permanently Closed | 1500 | Heating Oil No.2
NORTH KINGSTOWN | RESERVE FORCES OPERATION & TRAINING | QUONSET STATE AIRPORT | UST-1118 | Federal Government | 1 | 1980-04-01 | Permanently Closed | 10000 | Heating Oil No.2
NORTH KINGSTOWN | RESIDENTIAL PROPERTY | 320 BEACON DR | UST-18949 | Private Residence | 1 | 1984-10-09 | Permanently Closed | 2000 | Heating Oil No.2
NORTH KINGSTOWN | RHODE ISLAND ECONOMIC DEVELOPMENT CORP. | 35 BELVER AVE | UST-17425 | State Government | 1 | 1984-10-09 | Permanently Closed | 4000 | Gasoline
NORTH KINGSTOWN | RI ARMY NAT'L GUARD/ARMY AVIATION | 150 AIRPORT ST | UST-1471 | State Government | 1 | 1979-09-01 | Permanently Closed | 20000 | Heating Oil No.2
NORTH KINGSTOWN | RI DOT BELLEVILLE GARAGE | 439 TOWER HILL RD | UST-1283 | State Government | 1 | 1965-05-01 | Permanently Closed | 2000 | Gasoline
NORTH KINGSTOWN | RI DOT BELLEVILLE GARAGE | 439 TOWER HILL RD | UST-1283 | State Government | 2 | 1977-05-01 | Permanently Closed | 10000 | Gasoline
NORTH KINGSTOWN | RI DOT BELLEVILLE GARAGE | 439 TOWER HILL RD | UST-1283 | State Government | 3 | 1965-05-01 | Permanently Closed | 2000 | Diesel
NORTH KINGSTOWN | RI DOT BELLEVILLE GARAGE | 439 TOWER HILL RD | UST-1283 | State Government | 4 | 1988-03-01 | Permanently Closed | 6000 | Diesel | Double Walled
NORTH KINGSTOWN | RI DOT BELLEVILLE GARAGE | 439 TOWER HILL RD | UST-1283 | State Government | 5 | 1965-05-01 | Permanently Closed | 2000 | Diesel
NORTH KINGSTOWN | RI DOT BELLEVILLE GARAGE | 439 TOWER HILL RD | UST-1283 | State Government | 6 | 1990-09-01 | Permanently Closed | 12000 | Gasoline | Double Walled
NORTH KINGSTOWN | RI DOT BELLEVILLE GARAGE | 439 TOWER HILL RD | UST-1283 | State Government | 7 | 1950-03-01 | Permanently Closed | 1000 | Heating Oil No.2
NORTH KINGSTOWN | RI DOT BELLEVILLE GARAGE | 439 TOWER HILL RD | UST-1283 | State Government | 8 | 1950-03-01 | Permanently Closed | 5000 | Heating Oil No.2
NORTH KINGSTOWN | RI DOT BELLEVILLE GARAGE | 439 TOWER HILL RD | UST-1283 | State Government | 9 | 1950-03-01 | Permanently Closed | 1000 | Waste Oil
NORTH KINGSTOWN | RI DOT BELLEVILLE GARAGE | 439 TOWER HILL RD | UST-1283 | State Government | 10 | 1950-03-01 | Permanently Closed | 250 | Gasoline
NORTH KINGSTOWN | RI DOT BELLEVILLE GARAGE | 439 TOWER HILL RD | UST-1283 | State Government | 11 | 1984-10-09 | Permanently Closed | 550 | Unknown
NORTH KINGSTOWN | RI PORT AUTHOIRTY, NCBC, DAVISVILLE | PERIMETER RD | UST-16920 | Federal Government | 1 | 1984-10-09 | Permanently Closed | 500 | Heating Oil No.2
NORTH KINGSTOWN | RI SAND & GRAVEL | DRY BRIDGE RD | UST-16123 | Commercials | 1 | 1984-10-09 | Permanently Closed | 2000 | Diesel
NORTH KINGSTOWN | RIPAEDC-OP/D INDUSTRIAL PARK | SEVEN BELVER AVE | UST-1200 | State Government | 1 | 1984-10-09 | Permanently Closed | 10000 | Other
NORTH KINGSTOWN | RIPAEDC-OP/D INDUSTRIAL PARK | SEVEN BELVER AVE | UST-1200 | State Government | 2 | 1984-10-09 | Permanently Closed | 25000 | Gasoline
NORTH KINGSTOWN | RIPAEDC-OP/D INDUSTRIAL PARK | SEVEN BELVER AVE | UST-1200 | State Government | 3 | 1984-10-09 | Permanently Closed | 25000 | Gasoline
NORTH KINGSTOWN | RIPAEDC-OP/D INDUSTRIAL PARK | SEVEN BELVER AVE | UST-1200 | State Government | 4 | 1984-10-09 | Permanently Closed | 6000 | Gasoline
NORTH KINGSTOWN | RIPAEDC-OP/D INDUSTRIAL PARK | SEVEN BELVER AVE | UST-1200 | State Government | 5 | 1984-10-09 | Permanently Closed | 6000 | Gasoline
NORTH KINGSTOWN | RIPAEDC-OP/D INDUSTRIAL PARK | SEVEN BELVER AVE | UST-1200 | State Government | 6 | 1984-10-09 | Permanently Closed | 6000 | Gasoline
NORTH KINGSTOWN | RIPAEDC-OP/D INDUSTRIAL PARK | SEVEN BELVER AVE | UST-1200 | State Government | 7 | 1984-10-09 | Permanently Closed | 275 | Waste Oil
NORTH KINGSTOWN | RIPAEDC-OP/D INDUSTRIAL PARK | SEVEN BELVER AVE | UST-1200 | State Government | 8 | 1984-10-09 | Permanently Closed | 275 | Waste Oil
NORTH KINGSTOWN | RIPAEDC-OP/D INDUSTRIAL PARK | SEVEN BELVER AVE | UST-1200 | State Government | 9 | 1984-10-09 | Permanently Closed | 500 | Waste Oil
NORTH KINGSTOWN | RIPAEDC-OP/D INDUSTRIAL PARK | SEVEN BELVER AVE | UST-1200 | State Government | 10 | 1984-10-09 | Permanently Closed | 5000 | Waste Oil
NORTH KINGSTOWN | RIPAEDC-OP/D INDUSTRIAL PARK | SEVEN BELVER AVE | UST-1200 | State Government | 11 | 1984-10-09 | Permanently Closed | 11000 | Diesel
NORTH KINGSTOWN | RIPAEDC-OP/D INDUSTRIAL PARK | SEVEN BELVER AVE | UST-1200 | State Government | 12 | 1984-10-09 | Permanently Closed | 11000 | Gasoline
NORTH KINGSTOWN | RIPAEDC-OP/D INDUSTRIAL PARK | SEVEN BELVER AVE | UST-1200 | State Government | 13 | 1984-10-09 | Permanently Closed | 10000 | Gasoline
NORTH KINGSTOWN | RIPAEDC-OP/D INDUSTRIAL PARK | SEVEN BELVER AVE | UST-1200 | State Government | 14 | 1984-10-09 | Permanently Closed | 17000 | Heating Oil No.2
NORTH KINGSTOWN | RIPAEDC-OP/D INDUSTRIAL PARK | SEVEN BELVER AVE | UST-1200 | State Government | 15 | 1984-10-09 | Permanently Closed | 500 | Waste Oil
NORTH KINGSTOWN | RIPAEDC-OP/D INDUSTRIAL PARK | SEVEN BELVER AVE | UST-1200 | State Government | 16 | 1984-10-09 | Permanently Closed | 6000 | Heating Oil No.2
NORTH KINGSTOWN | RIPAEDC-OP/D INDUSTRIAL PARK | SEVEN BELVER AVE | UST-1200 | State Government | 17 | 1984-10-09 | Permanently Closed | 2000 | Waste Oil
NORTH KINGSTOWN | RIPAEDC-OP/D INDUSTRIAL PARK | SEVEN BELVER AVE | UST-1200 | State Government | 18 | 1984-10-09 | Permanently Closed | 5000 | Waste Oil
NORTH KINGSTOWN | RIPAEDC-OP/D INDUSTRIAL PARK | SEVEN BELVER AVE | UST-1200 | State Government | 19 | 1984-10-09 | Permanently Closed | 1000 | Gasoline
NORTH KINGSTOWN | RIPAEDC-OP/D INDUSTRIAL PARK | SEVEN BELVER AVE | UST-1200 | State Government | 20 | 1984-10-09 | Permanently Closed | 500 | Hazardous Substance
NORTH KINGSTOWN | RIPAEDC-OP/D INDUSTRIAL PARK | SEVEN BELVER AVE | UST-1200 | State Government | 21 | 1984-10-09 | Permanently Closed | 500 | Hazardous Substance
NORTH KINGSTOWN | RIPAEDC-OP/D INDUSTRIAL PARK | SEVEN BELVER AVE | UST-1200 | State Government | 22 | 1984-10-09 | Permanently Closed | 2000 | Heating Oil No.2
NORTH KINGSTOWN | RIPAEDC-OP/D INDUSTRIAL PARK | SEVEN BELVER AVE | UST-1200 | State Government | 23 | 1984-10-09 | Permanently Closed | 500 | Hazardous Substance
NORTH KINGSTOWN | RIPAEDC-OP/D INDUSTRIAL PARK | SEVEN BELVER AVE | UST-1200 | State Government | 24 | 1984-10-09 | Permanently Closed | 500 | Hazardous Substance
NORTH KINGSTOWN | RIPAEDC-OP/D INDUSTRIAL PARK | SEVEN BELVER AVE | UST-1200 | State Government | 25 | 1984-10-09 | Permanently Closed | 2000 | Other
NORTH KINGSTOWN | RIPAEDC-OP/D INDUSTRIAL PARK | SEVEN BELVER AVE | UST-1200 | State Government | 26 | 1984-10-09 | Permanently Closed | 500 | Waste Oil
NORTH KINGSTOWN | RIPAEDC-OP/D INDUSTRIAL PARK | SEVEN BELVER AVE | UST-1200 | State Government | 27 | 1984-10-09 | Permanently Closed | 2000 | Waste Oil
NORTH KINGSTOWN | RIPAEDC-OP/D INDUSTRIAL PARK | SEVEN BELVER AVE | UST-1200 | State Government | 28 | 1984-10-09 | Permanently Closed | 2000 | Waste Oil
NORTH KINGSTOWN | RIPAEDC-OP/D INDUSTRIAL PARK | SEVEN BELVER AVE | UST-1200 | State Government | 29 | 1984-10-09 | Permanently Closed | 2000 | Heating Oil No.2
NORTH KINGSTOWN | RIPAEDC-OP/D INDUSTRIAL PARK | SEVEN BELVER AVE | UST-1200 | State Government | 30 | 1984-10-09 | Permanently Closed | 500 | Waste Oil
NORTH KINGSTOWN | RIPAEDC-OP/D INDUSTRIAL PARK | SEVEN BELVER AVE | UST-1200 | State Government | 31 | 1984-10-09 | Permanently Closed | 10000 | Mixture
NORTH KINGSTOWN | RIPAEDC-OP/D INDUSTRIAL PARK | SEVEN BELVER AVE | UST-1200 | State Government | 32 | 1984-10-09 | Permanently Closed | 1000 | Mixture
NORTH KINGSTOWN | RIPAEDC-OP/D INDUSTRIAL PARK | SEVEN BELVER AVE | UST-1200 | State Government | 33 | 1984-10-09 | Permanently Closed | 25000 | Kerosene
NORTH KINGSTOWN | RIPAEDC-OP/D INDUSTRIAL PARK | SEVEN BELVER AVE | UST-1200 | State Government | 34 | 1984-10-09 | Permanently Closed | 25000 | Kerosene
NORTH KINGSTOWN | RIPAEDC-OP/D INDUSTRIAL PARK | SEVEN BELVER AVE | UST-1200 | State Government | 35 | 1984-10-09 | Permanently Closed | 25000 | Kerosene
NORTH KINGSTOWN | RIPAEDC-OP/D INDUSTRIAL PARK | SEVEN BELVER AVE | UST-1200 | State Government | 36 | 1984-10-09 | Permanently Closed | 25000 | Kerosene
NORTH KINGSTOWN | RIPAEDC-OP/D INDUSTRIAL PARK | SEVEN BELVER AVE | UST-1200 | State Government | 37 | 1984-10-09 | Permanently Closed | 15000 | Kerosene
NORTH KINGSTOWN | RIPAEDC-OP/D INDUSTRIAL PARK | SEVEN BELVER AVE | UST-1200 | State Government | 38 | 1984-10-09 | Permanently Closed | 15000 | Kerosene
NORTH KINGSTOWN | RIPAEDC-OP/D INDUSTRIAL PARK | SEVEN BELVER AVE | UST-1200 | State Government | 39 | 1984-10-09 | Permanently Closed | 15000 | Kerosene
NORTH KINGSTOWN | RIPAEDC-OP/D INDUSTRIAL PARK | SEVEN BELVER AVE | UST-1200 | State Government | 40 | 1984-10-09 | Permanently Closed | 275 | Gasoline
NORTH KINGSTOWN | RIPAEDC-OP/D INDUSTRIAL PARK | SEVEN BELVER AVE | UST-1200 | State Government | 41 | 1984-10-09 | Permanently Closed | 275 | Waste Oil
NORTH KINGSTOWN | RIPAEDC-OP/D INDUSTRIAL PARK | SEVEN BELVER AVE | UST-1200 | State Government | 42 | 1984-10-09 | Permanently Closed | 275 | Waste Oil
NORTH KINGSTOWN | RIPAEDC-OP/D INDUSTRIAL PARK | SEVEN BELVER AVE | UST-1200 | State Government | 43 | 1984-10-09 | Permanently Closed | 275 | Waste Oil
NORTH KINGSTOWN | RIPAEDC-OP/D INDUSTRIAL PARK | SEVEN BELVER AVE | UST-1200 | State Government | 44 | 1984-10-09 | Permanently Closed | 500 | Gasoline
NORTH KINGSTOWN | RIPAEDC-OP/D INDUSTRIAL PARK | SEVEN BELVER AVE | UST-1200 | State Government | 45 | 1984-10-09 | Permanently Closed | 500 | Gasoline
NORTH KINGSTOWN | RIPAEDC-OP/D INDUSTRIAL PARK | SEVEN BELVER AVE | UST-1200 | State Government | 46 | 1984-10-09 | Permanently Closed | 500 | Gasoline
NORTH KINGSTOWN | RIPAEDC-OP/D INDUSTRIAL PARK | SEVEN BELVER AVE | UST-1200 | State Government | 47 | 1984-10-09 | Permanently Closed | 5000 | Heating Oil No.2
NORTH KINGSTOWN | RIPAEDC-OP/D INDUSTRIAL PARK | SEVEN BELVER AVE | UST-1200 | State Government | 48 | 1984-10-09 | Permanently Closed | 1000 | Heating Oil No.2
NORTH KINGSTOWN | RIPAEDC-OP/D INDUSTRIAL PARK | SEVEN BELVER AVE | UST-1200 | State Government | 49 | 1984-10-09 | Permanently Closed | 2000 | Heating Oil No.2
NORTH KINGSTOWN | RIPAEDC-OP/D INDUSTRIAL PARK | SEVEN BELVER AVE | UST-1200 | State Government | 50 | 1984-10-09 | Permanently Closed | 3000 | Heating Oil No.2
NORTH KINGSTOWN | RIPAEDC-OP/D INDUSTRIAL PARK | SEVEN BELVER AVE | UST-1200 | State Government | 51 | 1984-10-09 | Permanently Closed | 500 | Heating Oil No.2
NORTH KINGSTOWN | RIPAEDC-OP/D INDUSTRIAL PARK | SEVEN BELVER AVE | UST-1200 | State Government | 52 | 1984-10-09 | Permanently Closed | 2000 | Heating Oil No.2
NORTH KINGSTOWN | RIPAEDC-OP/D INDUSTRIAL PARK | SEVEN BELVER AVE | UST-1200 | State Government | 53 | 1984-10-09 | Permanently Closed | 550 | Diesel
NORTH KINGSTOWN | RIPAEDC-OP/D INDUSTRIAL PARK | SEVEN BELVER AVE | UST-1200 | State Government | 54 | 1984-10-09 | Permanently Closed | 10000 | Heating Oil No.6
NORTH KINGSTOWN | RIPAEDC-OP/D INDUSTRIAL PARK | SEVEN BELVER AVE | UST-1200 | State Government | 55 | 1984-10-09 | Permanently Closed | 10000 | Heating Oil No.6
NORTH KINGSTOWN | RIPAEDC-OP/D INDUSTRIAL PARK | SEVEN BELVER AVE | UST-1200 | State Government | 56 | 1984-10-09 | Permanently Closed | 10000 | Heating Oil No.6
NORTH KINGSTOWN | RIPAEDC-OP/D INDUSTRIAL PARK | SEVEN BELVER AVE | UST-1200 | State Government | 57 | 1984-10-09 | In Use | 5000 | Heating Oil No.2
NORTH KINGSTOWN | RIPAEDC-OP/D INDUSTRIAL PARK | SEVEN BELVER AVE | UST-1200 | State Government | 58 | 1984-10-09 | Permanently Closed | 2000 | Heating Oil No.2
NORTH KINGSTOWN | RIPAEDC-OP/D INDUSTRIAL PARK | SEVEN BELVER AVE | UST-1200 | State Government | 59 | 1984-10-09 | Permanently Closed | 2000 | Heating Oil No.2
NORTH KINGSTOWN | RIPAEDC-OP/D INDUSTRIAL PARK | SEVEN BELVER AVE | UST-1200 | State Government | 60 | 1984-10-09 | Permanently Closed | 500 | Heating Oil No.2
NORTH KINGSTOWN | RIPAEDC-OP/D INDUSTRIAL PARK | SEVEN BELVER AVE | UST-1200 | State Government | 61 | 1984-10-09 | Permanently Closed | 275 | Heating Oil No.2
NORTH KINGSTOWN | RIPAEDC-OP/D INDUSTRIAL PARK | SEVEN BELVER AVE | UST-1200 | State Government | 62 | 1984-10-09 | Permanently Closed | 500000 | Kerosene
NORTH KINGSTOWN | RIPAEDC-OP/D INDUSTRIAL PARK | SEVEN BELVER AVE | UST-1200 | State Government | 63 | 1984-10-09 | Permanently Closed | 500000 | Kerosene
NORTH KINGSTOWN | RIPAEDC-OP/D INDUSTRIAL PARK | SEVEN BELVER AVE | UST-1200 | State Government | 64 | 1984-10-09 | Permanently Closed | 500000 | Kerosene
NORTH KINGSTOWN | RIPAEDC-OP/D INDUSTRIAL PARK | SEVEN BELVER AVE | UST-1200 | State Government | 65 | 1984-10-09 | Permanently Closed | 500000 | Kerosene
NORTH KINGSTOWN | RIPAEDC-OP/D INDUSTRIAL PARK | SEVEN BELVER AVE | UST-1200 | State Government | 66 | 1984-10-09 | Permanently Closed | 500000 | Kerosene
NORTH KINGSTOWN | RIPAEDC-OP/D INDUSTRIAL PARK | SEVEN BELVER AVE | UST-1200 | State Government | 67 | 1984-10-09 | Permanently Closed | 500000 | Kerosene
NORTH KINGSTOWN | RIPAEDC-OP/D INDUSTRIAL PARK | SEVEN BELVER AVE | UST-1200 | State Government | 68 | 1984-10-09 | Permanently Closed | 500 | Gasoline
NORTH KINGSTOWN | RIPAEDC-OP/D INDUSTRIAL PARK | SEVEN BELVER AVE | UST-1200 | State Government | 69 | 1984-10-09 | Permanently Closed | 500 | Gasoline
NORTH KINGSTOWN | RIPAEDC-OP/D INDUSTRIAL PARK | SEVEN BELVER AVE | UST-1200 | State Government | 70 | 1984-10-09 | Permanently Closed | 500 | Gasoline
NORTH KINGSTOWN | ROAD RUNNERS | 7780 POST RD | UST-1476 | Gasoline Station | 1 | 1974-08-01 | Permanently Closed | 6250 | Gasoline
NORTH KINGSTOWN | ROAD RUNNERS | 7780 POST RD | UST-1476 | Gasoline Station | 2 | 1974-08-01 | Permanently Closed | 6250 | Gasoline
NORTH KINGSTOWN | ROAD RUNNERS | 7780 POST RD | UST-1476 | Gasoline Station | 3 | 1974-08-01 | Permanently Closed | 6250 | Gasoline
NORTH KINGSTOWN | ROAD RUNNERS | 7780 POST RD | UST-1476 | Gasoline Station | 4 | 1994-02-01 | Abandoned | 12000 | Gasoline | Double Walled
NORTH KINGSTOWN | ROAD RUNNERS | 7780 POST RD | UST-1476 | Gasoline Station | 5 | 1994-02-01 | Abandoned | 6000 | Gasoline | Double Walled
NORTH KINGSTOWN | ROAD RUNNERS | 7780 POST RD | UST-1476 | Gasoline Station | 6 | 1994-02-01 | Abandoned | 6000 | Diesel | Double Walled
NORTH KINGSTOWN | ROAD RUNNERS | 7780 POST RD | UST-1476 | Gasoline Station | 7 | 1984-10-09 | Permanently Closed | 500 | Heating Oil No.2
NORTH KINGSTOWN | ROBERT ROTONDO | 36 POJAC POINT | UST-17340 | Private Residence | 1 | 1984-10-09 | Permanently Closed | 2000 | Heating Oil No.2
NORTH KINGSTOWN | ROBERT'S HEALTH CARE CENTER | 940 TEN ROD RD | UST-18374 | Other | 1 | 1984-10-09 | Permanently Closed | 1000 | Heating Oil No.2
NORTH KINGSTOWN | ROBERT'S HEALTH CARE CENTER | 940 TEN ROD RD | UST-18374 | Other | 2 | 1984-10-09 | Permanently Closed | 500 | Heating Oil No.2
NORTH KINGSTOWN | ROBERTS AUTOMOTIVE | 6195 POST RD | UST-2947 | Commercials | 1 | 1984-10-09 | Permanently Closed | 500 | Heating Oil No.2
NORTH KINGSTOWN | ROBERTS AUTOMOTIVE | 6195 POST RD | UST-2947 | Commercials | 2 | 1984-10-09 | Permanently Closed | 250 | Waste Oil
NORTH KINGSTOWN | ROBERTS AUTOMOTIVE | 6195 POST RD | UST-2947 | Commercials | 3 | 1962-06-01 | Permanently Closed | 4000 | Gasoline
NORTH KINGSTOWN | ROBERTS AUTOMOTIVE | 6195 POST RD | UST-2947 | Commercials | 4 | 1962-06-01 | Permanently Closed | 4000 | Gasoline
NORTH KINGSTOWN | ROBERTS AUTOMOTIVE | 6195 POST RD | UST-2947 | Commercials | 5 | 1962-06-01 | Permanently Closed | 1000 | Gasoline
NORTH KINGSTOWN | SCALABRINI VILLA | 860 NORTH QUIDNESSETT RD | UST-2294 | Other | 1 | 1982-07-01 | Permanently Closed | 2000 | Heating Oil No.2 | Single Walled
NORTH KINGSTOWN | SERVICE AUTO | 760 BOSTON NECK RD | UST-15647 | Gasoline Station | 1 | 1984-10-09 | Permanently Closed | 500 | Waste Oil
NORTH KINGSTOWN | SERVICE AUTO | 760 BOSTON NECK RD | UST-15647 | Gasoline Station | 2 | 1984-10-09 | Permanently Closed | 4000 | Diesel
NORTH KINGSTOWN | SHELL COLBEA #513 | 10 TEN ROD RD | UST-919 | Gasoline Station | 1 | 1973-04-01 | Permanently Closed | 6000 | Gasoline
NORTH KINGSTOWN | SHELL COLBEA #513 | 10 TEN ROD RD | UST-919 | Gasoline Station | 2 | 1975-04-01 | Permanently Closed | 6000 | Gasoline
NORTH KINGSTOWN | SHELL COLBEA #513 | 10 TEN ROD RD | UST-919 | Gasoline Station | 3 | 1975-04-01 | Permanently Closed | 6000 | Gasoline
NORTH KINGSTOWN | SHELL COLBEA #513 | 10 TEN ROD RD | UST-919 | Gasoline Station | 4 | 1980-04-01 | Permanently Closed | 5000 | Gasoline
NORTH KINGSTOWN | SHELL COLBEA #513 | 10 TEN ROD RD | UST-919 | Gasoline Station | 5 | 1973-04-01 | Permanently Closed | 550 | Heating Oil No.2
NORTH KINGSTOWN | SHELL COLBEA #513 | 10 TEN ROD RD | UST-919 | Gasoline Station | 6 | 1986-02-01 | Permanently Closed | 10000 | Gasoline | Single Walled
NORTH KINGSTOWN | SHELL COLBEA #513 | 10 TEN ROD RD | UST-919 | Gasoline Station | 7 | 1986-02-01 | Permanently Closed | 10000 | Gasoline | Single Walled
NORTH KINGSTOWN | SHELL COLBEA #513 | 10 TEN ROD RD | UST-919 | Gasoline Station | 8 | 1986-02-01 | Permanently Closed | 10000 | Gasoline | Single Walled
NORTH KINGSTOWN | SHELL COLBEA #513 | 10 TEN ROD RD | UST-919 | Gasoline Station | 9 | 1986-02-01 | Permanently Closed | 550 | Heating Oil No.2
NORTH KINGSTOWN | SHELL COLBEA #513 | 10 TEN ROD RD | UST-919 | Gasoline Station | 10 | 2012-10-25 | In Use | 15000 | Gasoline | Double Walled | 2012-10-25
NORTH KINGSTOWN | SHELL COLBEA #513 | 10 TEN ROD RD | UST-919 | Gasoline Station | 11 | 2012-10-25 | In Use | 9000 | Gasoline | Double Walled | 2012-10-25
NORTH KINGSTOWN | SHELL COLBEA #513 | 10 TEN ROD RD | UST-919 | Gasoline Station | 12 | 2012-10-25 | In Use | 6000 | Diesel | Double Walled | 2012-10-25
NORTH KINGSTOWN | SHELL SERVICE STATION | 7025 POST RD | UST-437 | Gasoline Station | 1 | 1979-04-01 | Permanently Closed | 10000 | Gasoline
NORTH KINGSTOWN | SHELL SERVICE STATION | 7025 POST RD | UST-437 | Gasoline Station | 2 | 1979-04-01 | Permanently Closed | 10000 | Gasoline
NORTH KINGSTOWN | SHELL SERVICE STATION | 7025 POST RD | UST-437 | Gasoline Station | 3 | 1979-04-01 | Permanently Closed | 10000 | Gasoline
NORTH KINGSTOWN | SHELL SERVICE STATION | 7025 POST RD | UST-437 | Gasoline Station | 4 | 1993-10-01 | Permanently Closed | 10000 | Gasoline | Double Walled
NORTH KINGSTOWN | SHELL SERVICE STATION | 7025 POST RD | UST-437 | Gasoline Station | 5 | 1993-10-01 | Permanently Closed | 10000 | Gasoline | Double Walled
NORTH KINGSTOWN | SHELL SERVICE STATION | 7025 POST RD | UST-437 | Gasoline Station | 6 | 1993-10-01 | Permanently Closed | 10000 | Diesel | Double Walled
NORTH KINGSTOWN | SHELL SERVICE STATION | 7025 POST RD | UST-437 | Gasoline Station | 7 | 2014-09-25 | In Use | 15000 | Gasoline | Double Walled | 2014-10-24
NORTH KINGSTOWN | SHELL SERVICE STATION | 7025 POST RD | UST-437 | Gasoline Station | 8 | 2014-09-25 | In Use | 6000 | Diesel | Double Walled | 2014-10-24
NORTH KINGSTOWN | SHELL SERVICE STATION | 7025 POST RD | UST-437 | Gasoline Station | 9 | 2014-09-25 | In Use | 9000 | Gasoline | Double Walled | 2014-10-24
NORTH KINGSTOWN | SHIRLEY JOHNSON RESIDENCE | 123 OLD BAPTIST RD | UST-4877 | Private Residence | 1 | null | Permanently Closed | 2000 | Heating Oil No.2 | Single Walled
NORTH KINGSTOWN | SIGNAL ROCK REC. AREA | SIGNAL ROCK RD | UST-15766 | City/Town Government | 1 | 1984-10-09 | Permanently Closed | 1000 | Heating Oil No.2
NORTH KINGSTOWN | SIGNAL ROCK REC. AREA | SIGNAL ROCK RD | UST-15766 | City/Town Government | 2 | 1984-10-09 | Permanently Closed | 8000 | Heating Oil No.2
NORTH KINGSTOWN | SINGLE FAMILY RESIDENCE | 151 FAIRFIELD DR | UST-4415 | Private Residence | 1 | 1984-10-09 | Permanently Closed | 3000 | Heating Oil No.2
NORTH KINGSTOWN | SPEEDWAY #2823 | 1820 BOSTON NECK RD | UST-301 | Gasoline Station | 1 | 1960-03-01 | Permanently Closed | 4000 | Gasoline
NORTH KINGSTOWN | SPEEDWAY #2823 | 1820 BOSTON NECK RD | UST-301 | Gasoline Station | 2 | 1960-03-01 | Permanently Closed | 4000 | Gasoline
NORTH KINGSTOWN | SPEEDWAY #2823 | 1820 BOSTON NECK RD | UST-301 | Gasoline Station | 3 | 1960-03-01 | Permanently Closed | 4000 | Gasoline
NORTH KINGSTOWN | SPEEDWAY #2823 | 1820 BOSTON NECK RD | UST-301 | Gasoline Station | 4 | 1960-03-01 | Permanently Closed | 4000 | Gasoline
NORTH KINGSTOWN | SPEEDWAY #2823 | 1820 BOSTON NECK RD | UST-301 | Gasoline Station | 5 | 1960-03-01 | Permanently Closed | 4000 | Diesel
NORTH KINGSTOWN | SPEEDWAY #2823 | 1820 BOSTON NECK RD | UST-301 | Gasoline Station | 6 | 1960-03-01 | Permanently Closed | 5000 | Gasoline
NORTH KINGSTOWN | SPEEDWAY #2823 | 1820 BOSTON NECK RD | UST-301 | Gasoline Station | 7 | 1960-03-01 | Permanently Closed | 3000 | Gasoline
NORTH KINGSTOWN | SPEEDWAY #2823 | 1820 BOSTON NECK RD | UST-301 | Gasoline Station | 8 | 1984-03-01 | Permanently Closed | 5000 | Diesel | Single Walled
NORTH KINGSTOWN | SPEEDWAY #2823 | 1820 BOSTON NECK RD | UST-301 | Gasoline Station | 9 | 1984-03-01 | Permanently Closed | 5000 | Gasoline | Single Walled
NORTH KINGSTOWN | SPEEDWAY #2823 | 1820 BOSTON NECK RD | UST-301 | Gasoline Station | 10 | 1984-03-01 | Permanently Closed | 4000 | Gasoline | Single Walled
NORTH KINGSTOWN | SPEEDWAY #2823 | 1820 BOSTON NECK RD | UST-301 | Gasoline Station | 11 | 1984-03-01 | Permanently Closed | 4000 | Gasoline | Single Walled
NORTH KINGSTOWN | SPEEDWAY #2823 | 1820 BOSTON NECK RD | UST-301 | Gasoline Station | 12 | 1984-03-01 | Permanently Closed | 4000 | Gasoline | Single Walled
NORTH KINGSTOWN | SPEEDWAY #2823 | 1820 BOSTON NECK RD | UST-301 | Gasoline Station | 13 | 2015-02-23 | In Use | 20000 | Gasoline | Double Walled | 2015-03-12
NORTH KINGSTOWN | SPEEDWAY #2823 | 1820 BOSTON NECK RD | UST-301 | Gasoline Station | 14 | 2015-02-23 | In Use | 8000 | Gasoline | Double Walled | 2015-03-12
NORTH KINGSTOWN | SPEEDWAY #2823 | 1820 BOSTON NECK RD | UST-301 | Gasoline Station | 15 | 2015-02-23 | In Use | 12000 | Diesel | Double Walled | 2015-03-12
NORTH KINGSTOWN | ST. BERNARD'S CHURCH | 410 TOWER HILL RD | UST-2043 | Other | 1 | 1984-10-09 | Permanently Closed | 1000 | Heating Oil No.2
NORTH KINGSTOWN | ST. FRANCIS DESALES CHURCH | 381 SCHOOL ST | UST-18993 | Commercials | 1 | 1984-10-09 | Permanently Closed | 5000 | Heating Oil No.2
NORTH KINGSTOWN | ST. PAUL'S CHURCH | 76 MAIN ST | UST-4128 | Commercials | 1 | 1984-10-09 | Permanently Closed | 1000 | Heating Oil No.2
NORTH KINGSTOWN | STONY LANE BAPTIST CHURCH | 921 OLD BAPTIST RD | UST-4548 | Other | 1 | 1984-10-09 | Permanently Closed | 1000 | Heating Oil No.2
NORTH KINGSTOWN | STOP AND SHOP FUELING FACILITY #716 | 6155 POST RD | UST-614 | Gasoline Station | 1 | 1971-04-01 | Permanently Closed | 8000 | Gasoline | Single Walled
NORTH KINGSTOWN | STOP AND SHOP FUELING FACILITY #716 | 6155 POST RD | UST-614 | Gasoline Station | 2 | 1971-04-01 | Permanently Closed | 6000 | Diesel | Single Walled
NORTH KINGSTOWN | STOP AND SHOP FUELING FACILITY #716 | 6155 POST RD | UST-614 | Gasoline Station | 3 | 1971-04-01 | Permanently Closed | 6000 | Gasoline | Single Walled
NORTH KINGSTOWN | STOP AND SHOP FUELING FACILITY #716 | 6155 POST RD | UST-614 | Gasoline Station | 4 | 2004-06-24 | Permanently Closed | 12000 | Gasoline | Double Walled
NORTH KINGSTOWN | STOP AND SHOP FUELING FACILITY #716 | 6155 POST RD | UST-614 | Gasoline Station | 5 | 2004-06-24 | Permanently Closed | 8000 | Diesel | Double Walled
NORTH KINGSTOWN | STOP AND SHOP FUELING FACILITY #716 | 6155 POST RD | UST-614 | Gasoline Station | 6 | 2004-06-24 | Permanently Closed | 4000 | Gasoline | Double Walled
NORTH KINGSTOWN | STOP AND SHOP FUELING FACILITY #716 | 6155 POST RD | UST-614 | Gasoline Station | 7 | 2013-09-17 | In Use | 12000 | Gasoline | Double Walled
NORTH KINGSTOWN | STOP AND SHOP FUELING FACILITY #716 | 6155 POST RD | UST-614 | Gasoline Station | 8 | 2013-09-17 | In Use | 6000 | Gasoline | Double Walled
NORTH KINGSTOWN | STOP AND SHOP FUELING FACILITY #716 | 6155 POST RD | UST-614 | Gasoline Station | 9 | 2013-09-17 | In Use | 6000 | Diesel | Double Walled
NORTH KINGSTOWN | SUNOCO #OOO5-9725 | 4184 QUAKER LN | UST-630 | Gasoline Station | 1 | 1953-11-01 | Permanently Closed | 4000 | Gasoline
NORTH KINGSTOWN | SUNOCO #OOO5-9725 | 4184 QUAKER LN | UST-630 | Gasoline Station | 2 | 1953-11-01 | Permanently Closed | 4000 | Gasoline
NORTH KINGSTOWN | SUNOCO #OOO5-9725 | 4184 QUAKER LN | UST-630 | Gasoline Station | 3 | 1957-11-01 | Permanently Closed | 4000 | Gasoline
NORTH KINGSTOWN | SUNOCO #OOO5-9725 | 4184 QUAKER LN | UST-630 | Gasoline Station | 4 | 1957-11-01 | Permanently Closed | 4000 | Gasoline
NORTH KINGSTOWN | SUNOCO #OOO5-9725 | 4184 QUAKER LN | UST-630 | Gasoline Station | 5 | 1959-11-01 | Permanently Closed | 550 | Heating Oil No.2
NORTH KINGSTOWN | SUNOCO #OOO5-9725 | 4184 QUAKER LN | UST-630 | Gasoline Station | 6 | 1970-11-01 | Permanently Closed | 1000 | Heating Oil No.2
NORTH KINGSTOWN | SUNOCO #OOO5-9725 | 4184 QUAKER LN | UST-630 | Gasoline Station | 7 | 1988-04-01 | Permanently Closed | 1000 | Waste Oil
NORTH KINGSTOWN | TARBOX MOTORS INC. | P.O. BOX 316 | UST-964 | Commercials | 1 | 1971-04-01 | Permanently Closed | 1000 | Motor Oil
NORTH KINGSTOWN | TARBOX MOTORS INC. | P.O. BOX 316 | UST-964 | Commercials | 2 | 1971-04-01 | Permanently Closed | 1000 | Waste Oil
NORTH KINGSTOWN | THE KAYAK CENTER | 1-11 BROWN ST | UST-4334 | State Government | 1 | 1984-10-09 | Tank Not Found | 2000 | Gasoline
NORTH KINGSTOWN | THE KAYAK CENTER | 1-11 BROWN ST | UST-4334 | State Government | 2 | 1984-10-09 | Tank Not Found | 2000 | Gasoline
NORTH KINGSTOWN | THE KAYAK CENTER | 1-11 BROWN ST | UST-4334 | State Government | 3 | 1984-10-09 | Tank Not Found | 1000 | Gasoline
NORTH KINGSTOWN | THE KAYAK CENTER | 1-11 BROWN ST | UST-4334 | State Government | 4 | 1984-10-09 | Tank Not Found | 2000 | Gasoline
NORTH KINGSTOWN | THE KAYAK CENTER | 1-11 BROWN ST | UST-4334 | State Government | 5 | 1984-10-09 | Tank Not Found | 1000 | Heating Oil No.2
NORTH KINGSTOWN | THE NARRAGANSETT ELECTRIC COMPANY | 4145 QUAKER LN | UST-171 | Commercials | 1 | 1984-03-01 | Permanently Closed | 10000 | Gasoline
NORTH KINGSTOWN | THE NARRAGANSETT ELECTRIC COMPANY | 4145 QUAKER LN | UST-171 | Commercials | 2 | 1984-03-01 | Permanently Closed | 10000 | Diesel
NORTH KINGSTOWN | THE NARRAGANSETT ELECTRIC COMPANY | 4145 QUAKER LN | UST-171 | Commercials | 3 | 1984-03-01 | Permanently Closed | 1000 | Waste Oil
NORTH KINGSTOWN | THE NARRAGANSETT ELECTRIC COMPANY | 4145 QUAKER LN | UST-171 | Commercials | 4 | 1984-03-01 | Permanently Closed | 500 | Motor Oil
NORTH KINGSTOWN | THE NARRAGANSETT ELECTRIC COMPANY | 4145 QUAKER LN | UST-171 | Commercials | 5 | 1994-01-01 | Permanently Closed | 10000 | Gasoline | Double Walled
NORTH KINGSTOWN | THE NARRAGANSETT ELECTRIC COMPANY | 4145 QUAKER LN | UST-171 | Commercials | 6 | 1994-01-01 | Permanently Closed | 10000 | Diesel | Double Walled
NORTH KINGSTOWN | TOYOTA AUTO CENTER | 6975 POST RD | UST-3442 | Commercials | 1 | 1984-10-09 | Permanently Closed | 1500 | Heating Oil No.2
NORTH KINGSTOWN | TOYOTA AUTO CENTER | 6975 POST RD | UST-3442 | Commercials | 2 | 1984-10-09 | Permanently Closed | 1500 | Heating Oil No.2
NORTH KINGSTOWN | TUCKAHOE FARMS | 500 INDIAN CORNER RD | UST-15948 | Farm | 1 | 1984-10-09 | Permanently Closed | 7000 | Diesel
NORTH KINGSTOWN | TUCKAHOE FARMS | 500 INDIAN CORNER RD | UST-15948 | Farm | 2 | 1984-10-09 | Permanently Closed | 1000 | Gasoline
NORTH KINGSTOWN | TUCKAHOE FARMS | 500 INDIAN CORNER RD | UST-15948 | Farm | 3 | 1984-10-09 | Permanently Closed | 1000 | Diesel
NORTH KINGSTOWN | TUCKAHOE FARMS | 500 INDIAN CORNER RD | UST-15948 | Farm | 4 | 1984-10-09 | Permanently Closed | 2000 | Diesel
NORTH KINGSTOWN | TUCKAHOE FARMS | 500 INDIAN CORNER RD | UST-15948 | Farm | 5 | 1984-10-09 | Permanently Closed | 2000 | Diesel
NORTH KINGSTOWN | TUCKAHOE FARMS | 500 INDIAN CORNER RD | UST-15948 | Farm | 6 | 1984-10-09 | Permanently Closed | 10000 | Diesel
NORTH KINGSTOWN | TURF, INC. | 550 S. COUNTY TRL | UST-3524 | Farm | 1 | 1983-09-01 | Permanently Closed | 1000 | Gasoline
NORTH KINGSTOWN | TURF, INC. | 550 S. COUNTY TRL | UST-3524 | Farm | 2 | 1983-09-01 | Permanently Closed | 500 | Diesel
NORTH KINGSTOWN | TURNQUIST LUMBER | 180 HARTFORD PIKE | UST-18601 | Commercials | 1 | 1984-10-09 | Permanently Closed | 10000 | Diesel
NORTH KINGSTOWN | U.S.P.S. | 234 WEST MAIN ST | UST-2220 | Federal Government | 1 | 1984-10-09 | Permanently Closed | 1000 | Heating Oil No.2
NORTH KINGSTOWN | UNITED METHODIST CHURCH | 450 BOSTON NECK RD | UST-18621 | Other | 1 | 1984-10-09 | Permanently Closed | 1000 | Heating Oil No.2
NORTH KINGSTOWN | VACANT BUILDING | 840 TEN ROD RD | UST-18634 | Commercials | 1 | 1984-10-09 | Permanently Closed | 1000 | Gasoline
NORTH KINGSTOWN | VACANT BUILDING | 840 TEN ROD RD | UST-18634 | Commercials | 2 | 1984-10-09 | Permanently Closed | 550 | Gasoline
NORTH KINGSTOWN | VACANT BUILDING | 840 TEN ROD RD | UST-18634 | Commercials | 3 | 1984-10-09 | Permanently Closed | 550 | Gasoline
NORTH KINGSTOWN | VEHICLE MAINTENANCE FACILITY, BLDG P-3 | QUONSET STATE AIRPORT | UST-1119 | Federal Government | 1 | 1980-12-01 | Permanently Closed | 1000 | Waste Oil
NORTH KINGSTOWN | VEHICLE MAINTENANCE FACILITY, BLDG P-3 | QUONSET STATE AIRPORT | UST-1119 | Federal Government | 2 | 1980-12-01 | Permanently Closed | 2000 | Kerosene
NORTH KINGSTOWN | VEHICLE MAINTENANCE FACILITY, BLDG P-3 | QUONSET STATE AIRPORT | UST-1119 | Federal Government | 3 | 1980-12-01 | Permanently Closed | 5000 | Gasoline
NORTH KINGSTOWN | VEHICLE MAINTENANCE FACILITY, BLDG P-3 | QUONSET STATE AIRPORT | UST-1119 | Federal Government | 4 | 1980-12-01 | Permanently Closed | 5000 | Diesel
NORTH KINGSTOWN | VEHICLE MAINTENANCE FACILITY, BLDG P-3 | QUONSET STATE AIRPORT | UST-1119 | Federal Government | 5 | 1980-12-01 | Permanently Closed | 5000 | Heating Oil No.2
NORTH KINGSTOWN | VERIZON NEW ENGLAND, INC. (RI 321407) | 266 PHILLIPS ST | UST-1202 | Commercials | 1 | 1959-05-01 | Permanently Closed | 3000 | Heating Oil No.2
NORTH KINGSTOWN | VERIZON NEW ENGLAND, INC. (RI 321407) | 266 PHILLIPS ST | UST-1202 | Commercials | 2 | 1992-08-01 | In Use | 4000 | Diesel | Double Walled | 2015-09-28
NORTH KINGSTOWN | VERIZON NEW ENGLAND, INC. (RI 321407) | 266 PHILLIPS ST | UST-1202 | Commercials | 3 | 1984-10-09 | Permanently Closed | 1000 | Diesel
NORTH KINGSTOWN | VERMA PROPERTY | 300 NEWCOMB RD | UST-18931 | Commercials | 1 | 1984-10-09 | Permanently Closed | 500 | Heating Oil No.2
NORTH KINGSTOWN | WAREHOUSE | 470 OLD BAPTIST RD | UST-18736 | Commercials | 1 | 1984-10-09 | Permanently Closed | 2000 | Heating Oil No.2
NORTH KINGSTOWN | WARREN M. HAGIST | 645 SLOCUM RD | UST-3561 | Private Residence | 1 | 1979-08-01 | Permanently Closed | 2000 | Heating Oil No.2
NORTH KINGSTOWN | WICKFORD AUTO STATION, INC. - MOBIL | 43 WEST MAIN ST | UST-1524 | Gasoline Station | 1 | 1971-04-01 | Permanently Closed | 550 | Heating Oil No.2
NORTH KINGSTOWN | WICKFORD AUTO STATION, INC. - MOBIL | 43 WEST MAIN ST | UST-1524 | Gasoline Station | 2 | 1971-04-01 | Permanently Closed | 550 | Waste Oil
NORTH KINGSTOWN | WICKFORD AUTO STATION, INC. - MOBIL | 43 WEST MAIN ST | UST-1524 | Gasoline Station | 3 | 1971-04-01 | Permanently Closed | 6000 | Gasoline | Single Walled
NORTH KINGSTOWN | WICKFORD AUTO STATION, INC. - MOBIL | 43 WEST MAIN ST | UST-1524 | Gasoline Station | 4 | 1971-04-01 | Permanently Closed | 8000 | Gasoline | Single Walled
NORTH KINGSTOWN | WICKFORD AUTO STATION, INC. - MOBIL | 43 WEST MAIN ST | UST-1524 | Gasoline Station | 5 | 1971-04-01 | Permanently Closed | 10000 | Gasoline | Single Walled
NORTH KINGSTOWN | WICKFORD ELEMENTARY SCHOOL | 99 PHILLIPS ST | UST-2444 | Education - Town | 1 | 1982-04-01 | In Use | 2000 | Heating Oil No.2
NORTH KINGSTOWN | WICKFORD LAUNDRY, INC. | 6854 POST RD | UST-2254 | Commercials | 1 | 1950-04-01 | Permanently Closed | 5000 | Heating Oil No.4
NORTH KINGSTOWN | WICKFORD LUMBER | 434 TOWER HILL RD | UST-15307 | Other | 1 | 1984-10-09 | Permanently Closed | 2500 | Gasoline
NORTH KINGSTOWN | WICKFORD MARINE | 1 PHILLIPS ST | UST-960 | Commercials | 1 | 1970-04-01 | Permanently Closed | 1000 | Gasoline
NORTH KINGSTOWN | WICKFORD MIDDLE SCHOOL | 250 TOWER HILL RD | UST-2442 | Education - Town | 1 | 1951-04-01 | Permanently Closed | 5000 | Heating Oil No.4
NORTH KINGSTOWN | WICKFORD MIDDLE SCHOOL | 250 TOWER HILL RD | UST-2442 | Education - Town | 2 | 1951-04-01 | Permanently Closed | 5000 | Heating Oil No.4
NORTH KINGSTOWN | WICKFORD MIDDLE SCHOOL | 250 TOWER HILL RD | UST-2442 | Education - Town | 3 | 1978-04-01 | Permanently Closed | 5000 | Heating Oil No.2
NORTH KINGSTOWN | WICKFORD MIDDLE SCHOOL | 250 TOWER HILL RD | UST-2442 | Education - Town | 4 | 1984-10-09 | Permanently Closed | 500 | Diesel
NORTH KINGSTOWN | WICKFORD SERVICE, INC. | 590 BOSTON NECK RD | UST-3237 | Gasoline Station | 1 | 1970-08-01 | Permanently Closed | 1000 | Waste Oil | Single Walled
NORTH KINGSTOWN | WICKFORD SERVICE, INC. | 590 BOSTON NECK RD | UST-3237 | Gasoline Station | 2 | 1970-08-01 | Permanently Closed | 1000 | Heating Oil No.2
NORTH KINGSTOWN | WICKFORD SERVICE, INC. | 590 BOSTON NECK RD | UST-3237 | Gasoline Station | 3 | 1970-08-01 | Permanently Closed | 6280 | Gasoline | Single Walled | 1997-12-01
NORTH KINGSTOWN | WICKFORD SERVICE, INC. | 590 BOSTON NECK RD | UST-3237 | Gasoline Station | 4 | 1970-08-01 | Permanently Closed | 6280 | Gasoline | Single Walled | 1997-12-01
NORTH KINGSTOWN | WICKFORD SERVICE, INC. | 590 BOSTON NECK RD | UST-3237 | Gasoline Station | 5 | 1970-08-01 | Permanently Closed | 6280 | Gasoline | Single Walled | 1997-12-01
NORTH KINGSTOWN | WICKFORD SERVICE, INC. | 590 BOSTON NECK RD | UST-3237 | Gasoline Station | 6 | 2011-05-17 | Permanently Closed | 6000 | Diesel | Double Walled | 2011-05-17
NORTH KINGSTOWN | WICKFORD SHELL FISH | 67 ESMOND AVE | UST-947 | Commercials | 1 | 1975-04-01 | Permanently Closed | 2000 | Diesel
NORTH KINGSTOWN | WICKFORD SHELL FISH | 67 ESMOND AVE | UST-947 | Commercials | 2 | 1984-10-09 | Permanently Closed | 500 | Heating Oil No.2
NORTH KINGSTOWN | WICKFORD SHELL FISH | 67 ESMOND AVE | UST-947 | Commercials | 3 | 1984-10-09 | Permanently Closed | 1000 | Unknown
NORTH KINGSTOWN | WICKFORD SHIPYARD, INC. | 125 STEAMBOAT AVE | UST-1485 | Industrial | 1 | 1984-10-09 | Permanently Closed | 4000 | Gasoline
NORTH KINGSTOWN | WICKFORD SHIPYARD, INC. | 125 STEAMBOAT AVE | UST-1485 | Industrial | 2 | 1984-10-09 | Permanently Closed | 4000 | Gasoline
NORTH KINGSTOWN | WICKFORD SHIPYARD, INC. | 125 STEAMBOAT AVE | UST-1485 | Industrial | 3 | 1984-10-09 | Permanently Closed | 4000 | Diesel
NORTH KINGSTOWN | WICKFORD SHIPYARD, INC. | 125 STEAMBOAT AVE | UST-1485 | Industrial | 4 | 1984-10-09 | Permanently Closed | 4000 | Diesel
NORTH KINGSTOWN | WICKFORD SHIPYARD, INC. | 125 STEAMBOAT AVE | UST-1485 | Industrial | 5 | 1984-10-09 | Permanently Closed | 500 | Waste Oil
NORTH KINGSTOWN | WICKFORD SHIPYARD, INC. | 125 STEAMBOAT AVE | UST-1485 | Industrial | 6 | 1984-10-09 | Permanently Closed | 500 | Heating Oil No.2
NORTH KINGSTOWN | WICKFORD SHIPYARD, INC. | 125 STEAMBOAT AVE | UST-1485 | Industrial | 7 | 1984-10-09 | Permanently Closed | 500 | Heating Oil No.2
NORTH KINGSTOWN | WICKFORD SHIPYARD, INC. | 125 STEAMBOAT AVE | UST-1485 | Industrial | 8 | 1984-10-09 | Permanently Closed | 1000 | Gasoline
NORTH KINGSTOWN | WICKFORD YACHT CLUB | 95 PLEASANT ST | UST-15723 | Commercials | 1 | 1984-10-09 | Permanently Closed | 1000 | Heating Oil No.2
NORTH PROVIDENCE | 141 MANAGEMENT GROUP, LLC | 1 GREYSTONE AVE | UST-2611 | Commercials | 1 | 1984-10-09 | Permanently Closed | 1500 | Heating Oil No.2
NORTH PROVIDENCE | 1492 MINERAL SPRING AVENUE | 1492 MINERAL SPRNG AVE | UST-4810 | Commercials | 1 | null | Permanently Closed | 550 | Heating Oil No.2 | Single Walled
NORTH PROVIDENCE | 79 VERDI STREET APARTMENTS | 79 VERDI ST | UST-18893 | Commercials | 1 | 1984-10-09 | Permanently Closed | 1000 | Unknown
NORTH PROVIDENCE | A. BRIER | 25 ROSE ST | UST-15635 | Private Residence | 1 | 1984-10-09 | Permanently Closed | 500 | Heating Oil No.2
NORTH PROVIDENCE | A. HARRISON & COMPANY, INC. | 35 HURDIS ST | UST-1032 | Commercials | 1 | 1961-04-01 | Permanently Closed | 2000 | Heating Oil No.2
NORTH PROVIDENCE | ABC AUTO SALVAGE | 120 PLYMPTON ST | UST-4102 | Commercials | 1 | 1984-10-09 | Permanently Closed | 1000 | Unknown
NORTH PROVIDENCE | ABC AUTO SALVAGE | 120 PLYMPTON ST | UST-4102 | Commercials | 2 | 1984-10-09 | Permanently Closed | 4000 | Gasoline
NORTH PROVIDENCE | AIELO PROPRETY | 17 BROWN ST | UST-18912 | Commercials | 1 | 1984-10-09 | Permanently Closed | 500 | Gasoline
NORTH PROVIDENCE | AIELO PROPRETY | 17 BROWN ST | UST-18912 | Commercials | 2 | 1984-10-09 | Permanently Closed | 2500 | Diesel
NORTH PROVIDENCE | AIELO PROPRETY | 17 BROWN ST | UST-18912 | Commercials | 3 | 1984-10-09 | Permanently Closed | 1500 | Diesel
NORTH PROVIDENCE | ALLENDALE ARMS APARTMENTS | 459 WOONASQUATUCKET AVE | UST-18654 | Commercials | 1 | 1964-08-01 | Permanently Closed | 3000 | Heating Oil No.2
NORTH PROVIDENCE | ALLENDALE CROSSING | 463 WOONASQUATUCKET AVE | UST-19224 | Commercials | 1 | 1984-10-09 | Permanently Closed | 3000 | Heating Oil No.2
NORTH PROVIDENCE | ALLENDALE MILL | 494 WOONASQUATUCKET AVE | UST-148 | Industrial | 1 | 1984-10-09 | Tank Not Found | 10000 | Heating Oil No.6
NORTH PROVIDENCE | ALMONTE AND SONS CORP. | 20 FRIENDSHIP ST | UST-1397 | Commercials | 1 | 1977-07-01 | Permanently Closed | 1000 | Diesel
NORTH PROVIDENCE | ALMONTE AND SONS CORP. | 20 FRIENDSHIP ST | UST-1397 | Commercials | 2 | 1977-07-01 | Permanently Closed | 1000 | Gasoline
NORTH PROVIDENCE | ALPHA PLATING & METALLIZING CO., INC. | 12 HUMBERT ST | UST-3115 | Commercials | 1 | 1985-03-01 | Permanently Closed | 1000 | Heating Oil No.2
NORTH PROVIDENCE | ANTHONY PALMISCIANO | 1112 CHARLES ST | UST-16628 | Private Residence | 1 | 1984-10-09 | Permanently Closed | 2000 | Gasoline
NORTH PROVIDENCE | APARTMENT COMPLEX | 20 LENA ST | UST-19037 | Multiple Residence | 1 | 1968-01-01 | Permanently Closed | 1000 | Heating Oil No.2
NORTH PROVIDENCE | BIRCHWOOD SCHOOL | BIRCHWOOD DR | UST-1389 | Education - Town | 1 | 1966-08-01 | Permanently Closed | 5000 | Heating Oil No.2
NORTH PROVIDENCE | BIRCHWOOD SCHOOL | BIRCHWOOD DR | UST-1389 | Education - Town | 2 | 1988-12-01 | In Use | 5000 | Heating Oil No.2 | Double Walled
NORTH PROVIDENCE | BRAEBURN APARTMENTS | 25 HARWOL CT | UST-3362 | Commercials | 1 | 1978-09-01 | Permanently Closed | 500 | Diesel
NORTH PROVIDENCE | BROOK VILLAGE SENIOR APARTMENTS | 2072 SMITH ST | UST-3324 | Commercials | 1 | 1977-04-01 | Permanently Closed | 10000 | Heating Oil No.2
NORTH PROVIDENCE | BROOK VILLAGE SENIOR APARTMENTS | 2072 SMITH ST | UST-3324 | Commercials | 2 | 1998-09-30 | Permanently Closed | 10000 | Diesel | Double Walled
NORTH PROVIDENCE | CANTERBURY VILLAGE | 79 IVAN ST | UST-1408 | Commercials | 1 | 1976-08-01 | In Use | 10000 | Heating Oil No.2
NORTH PROVIDENCE | CARANCI PROPERTY | 1385 MINERAL SPRING AVE | UST-18827 | Commercials | 1 | 1984-10-09 | Permanently Closed | 1000 | Gasoline
NORTH PROVIDENCE | CARANCI PROPERTY | 1385 MINERAL SPRING AVE | UST-18827 | Commercials | 2 | 1984-10-09 | Permanently Closed | 1000 | Gasoline
NORTH PROVIDENCE | CARANCI PROPERTY | 1385 MINERAL SPRING AVE | UST-18827 | Commercials | 3 | 1984-10-09 | Permanently Closed | 1000 | Gasoline
NORTH PROVIDENCE | CARANCI PROPERTY | 1385 MINERAL SPRING AVE | UST-18827 | Commercials | 4 | 1984-10-09 | Permanently Closed | 1000 | Gasoline
NORTH PROVIDENCE | CARWASH KING SUNOCO | 1527 MINERAL SPRING AVE | UST-652 | Gasoline Station | 1 | 1970-04-01 | Permanently Closed | 6250 | Gasoline
NORTH PROVIDENCE | CARWASH KING SUNOCO | 1527 MINERAL SPRING AVE | UST-652 | Gasoline Station | 2 | 1970-04-01 | Permanently Closed | 6250 | Gasoline
NORTH PROVIDENCE | CARWASH KING SUNOCO | 1527 MINERAL SPRING AVE | UST-652 | Gasoline Station | 3 | 1970-04-01 | Permanently Closed | 6250 | Gasoline
NORTH PROVIDENCE | CARWASH KING SUNOCO | 1527 MINERAL SPRING AVE | UST-652 | Gasoline Station | 4 | 1974-04-01 | Permanently Closed | 4000 | Gasoline
NORTH PROVIDENCE | CARWASH KING SUNOCO | 1527 MINERAL SPRING AVE | UST-652 | Gasoline Station | 5 | 1974-04-01 | Permanently Closed | 4000 | Gasoline
NORTH PROVIDENCE | CARWASH KING SUNOCO | 1527 MINERAL SPRING AVE | UST-652 | Gasoline Station | 6 | 1995-10-01 | Permanently Closed | 12000 | Gasoline | Double Walled
NORTH PROVIDENCE | CARWASH KING SUNOCO | 1527 MINERAL SPRING AVE | UST-652 | Gasoline Station | 7 | 1995-10-01 | Permanently Closed | 8000 | Gasoline | Double Walled
NORTH PROVIDENCE | CARWASH KING SUNOCO | 1527 MINERAL SPRING AVE | UST-652 | Gasoline Station | 8 | 1995-10-01 | Permanently Closed | 4000 | Gasoline | Double Walled
NORTH PROVIDENCE | CENTERDALE GLASS CO. | 2207 MINERAL SPRING AVE | UST-4520 | Other | 1 | 1984-10-09 | Permanently Closed | 1000 | Gasoline
NORTH PROVIDENCE | CENTERDALE GLASS CO. | 2207 MINERAL SPRING AVE | UST-4520 | Other | 2 | 1984-10-09 | Permanently Closed | 1000 | Gasoline
NORTH PROVIDENCE | CENTERDALE MANOR APARTMENTS | 2074 SMITH ST | UST-1398 | Commercials | 1 | 1983-03-01 | Permanently Closed | 500 | Diesel | Double Walled
NORTH PROVIDENCE | CENTREDALE SCHOOL | 41 ANGELL AVE | UST-1388 | Education - Town | 1 | 1984-10-09 | In Use | 10000 | Heating Oil No.2
NORTH PROVIDENCE | CHARLIE'S GARAGE | 1063 CHARLES ST | UST-18647 | Commercials | 1 | 1984-10-09 | Permanently Closed | 1000 | Gasoline
NORTH PROVIDENCE | CHARLIE'S GARAGE | 1063 CHARLES ST | UST-18647 | Commercials | 2 | 1984-10-09 | Permanently Closed | 1000 | Gasoline
NORTH PROVIDENCE | CHARLIE'S GARAGE | 1063 CHARLES ST | UST-18647 | Commercials | 3 | 1984-10-09 | Permanently Closed | 1000 | Gasoline
NORTH PROVIDENCE | CHER'S RESTAURANT | 86 WATERMAN AVE | UST-3898 | Commercials | 1 | 1984-10-09 | Permanently Closed | 1000 | Heating Oil No.2
NORTH PROVIDENCE | CHERYL ENTERPRISES, INC. | 9 TAG DR | UST-346 | Commercials | 1 | 1984-10-09 | Permanently Closed | 1000 | Heating Oil No.2
NORTH PROVIDENCE | CHERYL ENTERPRISES, INC. | 9 TAG DR | UST-346 | Commercials | 2 | 1980-05-01 | Permanently Closed | 1000 | Heating Oil No.2
NORTH PROVIDENCE | CHERYL ENTERPRISES, INC. | 9 TAG DR | UST-346 | Commercials | 3 | 1980-05-01 | Permanently Closed | 1000 | Heating Oil No.2
NORTH PROVIDENCE | CHERYL ENTERPRISES, INC. | 9 TAG DR | UST-346 | Commercials | 4 | 1980-05-01 | Permanently Closed | 1000 | Heating Oil No.2
NORTH PROVIDENCE | CHERYL ENTERPRISES, INC. | 9 TAG DR | UST-346 | Commercials | 5 | 1980-05-01 | Permanently Closed | 1000 | Heating Oil No.2
NORTH PROVIDENCE | CHERYL ENTERPRISES, INC. | 9 TAG DR | UST-346 | Commercials | 6 | 1998-06-09 | Permanently Closed | 4000 | Diesel | Double Walled
NORTH PROVIDENCE | CHERYL ENTERPRISES, INC. | 9 TAG DR | UST-346 | Commercials | 7 | 1998-06-09 | Permanently Closed | 2000 | Gasoline | Double Walled
NORTH PROVIDENCE | CHRISTIANSEN DAIRY CO. INC. | 1729 SMITH ST | UST-2412 | Commercials | 1 | 1997-05-30 | Permanently Closed | 500 | Gasoline
NORTH PROVIDENCE | CHRISTIANSEN DAIRY CO. INC. | 1729 SMITH ST | UST-2412 | Commercials | 2 | 1940-05-01 | Permanently Closed | 8000 | Heating Oil No.2 | Single Walled
NORTH PROVIDENCE | CIMINI'S GARAGE | 883 CHARLES ST | UST-323 | Gasoline Station | 1 | 1955-03-01 | Permanently Closed | 1000 | Gasoline
NORTH PROVIDENCE | CIMINI'S GARAGE | 883 CHARLES ST | UST-323 | Gasoline Station | 2 | 1955-03-01 | Permanently Closed | 1500 | Gasoline
NORTH PROVIDENCE | COLUMBUS CLUB | 1835 MINERAL SPRING AVE | UST-4300 | Commercials | 1 | 1984-10-09 | Permanently Closed | 275 | Heating Oil No.2
NORTH PROVIDENCE | COUNTRY LANE CONDOMINIUM ASSOCIATION | 300 SMITHFIELD RD | UST-19187 | Commercials | 1 | 1984-10-09 | Permanently Closed | 2000 | Heating Oil No.2
NORTH PROVIDENCE | CUMBERLAND FARMS #3888 | 1046 MINERAL SPRING AVE | UST-4748 | Gasoline Station | 1 | 2018-05-15 | In Use | 20000 | Gasoline | Double Walled | 2018-06-19
NORTH PROVIDENCE | CUMBERLAND FARMS #3888 | 1046 MINERAL SPRING AVE | UST-4748 | Gasoline Station | 2 | 2018-05-15 | In Use | 12000 | Gasoline | Double Walled | 2018-06-19
NORTH PROVIDENCE | CUMBERLAND FARMS #3888 | 1046 MINERAL SPRING AVE | UST-4748 | Gasoline Station | 3 | 2018-05-15 | In Use | 8000 | Gasoline | Double Walled | 2018-06-19
NORTH PROVIDENCE | CUMBERLAND FARMS #3888 | 1046 MINERAL SPRING AVE | UST-4748 | Gasoline Station | 4 | 2018-05-15 | In Use | 10000 | Diesel | Double Walled | 2018-06-19
NORTH PROVIDENCE | CUMBERLAND FARMS, INC. | 1789 SMITH ST | UST-769 | Gasoline Station | 1 | 1981-04-01 | Permanently Closed | 8000 | Gasoline
NORTH PROVIDENCE | CUMBERLAND FARMS, INC. | 1789 SMITH ST | UST-769 | Gasoline Station | 2 | 1981-04-01 | Permanently Closed | 8000 | Gasoline
NORTH PROVIDENCE | CUMBERLAND FARMS, INC. | 1789 SMITH ST | UST-769 | Gasoline Station | 3 | 1981-04-01 | Permanently Closed | 8000 | Gasoline
NORTH PROVIDENCE | CUMBERLAND FARMS, INC. #3843 | 2064 SMITH ST | UST-771 | Gasoline Station | 1 | 1983-04-01 | Permanently Closed | 7622 | Gasoline | Single Walled
NORTH PROVIDENCE | CUMBERLAND FARMS, INC. #3843 | 2064 SMITH ST | UST-771 | Gasoline Station | 2 | 1983-04-01 | Permanently Closed | 7622 | Gasoline | Single Walled
NORTH PROVIDENCE | CUMBERLAND FARMS, INC. #3843 | 2064 SMITH ST | UST-771 | Gasoline Station | 3 | 1983-04-01 | Permanently Closed | 7622 | Gasoline | Single Walled
NORTH PROVIDENCE | CUMBERLAND FARMS, INC. #3843 | 2064 SMITH ST | UST-771 | Gasoline Station | 4 | 2004-01-28 | In Use | 12000 | Gasoline | Double Walled | 2022-05-05
NORTH PROVIDENCE | CUMBERLAND FARMS, INC. #3843 | 2064 SMITH ST | UST-771 | Gasoline Station | 5 | 2004-01-28 | In Use | 12000 | Gasoline | Double Walled | 2022-05-05
NORTH PROVIDENCE | CUMBERLAND FARMS, INC. #3843 | 2064 SMITH ST | UST-771 | Gasoline Station | 6 | 2004-01-28 | In Use | 8000 | Gasoline | Double Walled | 2022-05-05
NORTH PROVIDENCE | CUMBERLAND FARMS, INC. #3836 | 1933 MINERAL SPRING AVE | UST-765 | Gasoline Station | 1 | 1980-06-01 | Permanently Closed | 6000 | Gasoline
NORTH PROVIDENCE | CUMBERLAND FARMS, INC. #3836 | 1933 MINERAL SPRING AVE | UST-765 | Gasoline Station | 2 | 1980-06-01 | Permanently Closed | 6000 | Gasoline
NORTH PROVIDENCE | CUMBERLAND FARMS, INC. #3836 | 1933 MINERAL SPRING AVE | UST-765 | Gasoline Station | 3 | 1980-06-01 | Permanently Closed | 6000 | Gasoline
NORTH PROVIDENCE | CUMBERLAND FARMS, INC. #3836 | 1933 MINERAL SPRING AVE | UST-765 | Gasoline Station | 4 | 1996-07-01 | In Use | 8000 | Gasoline | Double Walled | 2016-09-28
NORTH PROVIDENCE | CUMBERLAND FARMS, INC. #3836 | 1933 MINERAL SPRING AVE | UST-765 | Gasoline Station | 5 | 1996-07-01 | In Use | 8000 | Gasoline | Double Walled | 2016-09-28
NORTH PROVIDENCE | CUMBERLAND FARMS, INC. #3836 | 1933 MINERAL SPRING AVE | UST-765 | Gasoline Station | 6 | 1996-07-01 | In Use | 8000 | Gasoline | Double Walled | 2016-09-28
NORTH PROVIDENCE | DARLINGTON MEMORY LANE | 1081-R MINERAL SPRING AVE | UST-2074 | Commercials | 1 | 1962-05-01 | Permanently Closed | 5000 | Heating Oil No.2
NORTH PROVIDENCE | DARLINGTON MEMORY LANE | 1081-R MINERAL SPRING AVE | UST-2074 | Commercials | 2 | 1936-05-01 | Permanently Closed | 1000 | Heating Oil No.2
NORTH PROVIDENCE | DARLINGTON MEMORY LANE | 1081-R MINERAL SPRING AVE | UST-2074 | Commercials | 3 | 1962-05-01 | Permanently Closed | 1000 | Heating Oil No.2
NORTH PROVIDENCE | DARLINGTON MEMORY LANE | 1073 MINERAL SPRING AVE | UST-19120 | Commercials | 1 | 1984-10-09 | Permanently Closed | 1000 | Heating Oil No.2 | Single Walled
NORTH PROVIDENCE | DEMOLITION SITE | VINCENT ST | UST-18105 | Other | 1 | 1984-10-09 | Permanently Closed | 2000 | Heating Oil No.2
NORTH PROVIDENCE | DETROIT COLLISION CENTER, INC. | 1189 DOUGLAS AVE | UST-18438 | Commercials | 1 | 1979-01-01 | Permanently Closed | 1000 | Heating Oil No.2
NORTH PROVIDENCE | DFI ELECTROPLATING | 50 WATERMAN AVE | UST-2306 | Industrial | 1 | 1975-05-01 | Permanently Closed | 3000 | Heating Oil No.2
NORTH PROVIDENCE | DFI ELECTROPLATING | 50 WATERMAN AVE | UST-2306 | Industrial | 2 | 1950-05-01 | Permanently Closed | 5000 | Heating Oil No.2
NORTH PROVIDENCE | DICENZO CONSTRUCTION CO., INC. | 1200 DOUGLAS AVE | UST-3424 | Commercials | 1 | 1980-09-01 | Permanently Closed | 2000 | Diesel
NORTH PROVIDENCE | DICENZO CONSTRUCTION CO., INC. | 1200 DOUGLAS AVE | UST-3424 | Commercials | 2 | 1978-09-01 | Permanently Closed | 3000 | Diesel
NORTH PROVIDENCE | DOLLAR GENERAL | 1931 SMITH ST | UST-4723 | Commercials | 1 | 1984-10-09 | Permanently Closed | 750 | Motor Oil
NORTH PROVIDENCE | DOUGLAS MANOR | 1155 DOUGLAS AVE | UST-3302 | Commercials | 1 | 1977-08-01 | Permanently Closed | 10000 | Heating Oil No.2
NORTH PROVIDENCE | DOUGLAS MANOR | 1155 DOUGLAS AVE | UST-3302 | Commercials | 2 | 1977-08-01 | Permanently Closed | 1000 | Heating Oil No.2
NORTH PROVIDENCE | DOWNING | WOODWARD ST | UST-15759 | Commercials | 1 | 1984-10-09 | Permanently Closed | 1500 | Gasoline
NORTH PROVIDENCE | DR. JOSEPH A. WHELAN SCHOOL | 1440 MINERAL SPRING AVE | UST-1384 | Education - Town | 1 | 1984-10-09 | Permanently Closed | 5000 | Heating Oil No.2
NORTH PROVIDENCE | EAGAN & SMITH MFG. | 31 HUMBERT ST | UST-2568 | Industrial | 1 | 1959-04-01 | Permanently Closed | 1000 | Heating Oil No.2
NORTH PROVIDENCE | EASTERN MANUFACTURING COMPANY | 9 HUMBERT ST | UST-4711 | Industrial | 1 | 1984-10-09 | Permanently Closed | 1000 | Heating Oil No.2
NORTH PROVIDENCE | EDWARD J.NEIL | 695 WOODWARD RD | UST-18610 | Private Residence | 1 | 1980-05-01 | Permanently Closed | 5000 | Heating Oil No.2
NORTH PROVIDENCE | FOAM TECHNOLOGY, INC. | 1117 DOUGLAS AVE | UST-686 | Commercials | 1 | 1980-04-01 | Permanently Closed | 12000 | Heating Oil No.4
NORTH PROVIDENCE | FOAM TECHNOLOGY, INC. | 1117 DOUGLAS AVE | UST-686 | Commercials | 2 | 1997-04-30 | Permanently Closed | 17000 | Heating Oil No.2
NORTH PROVIDENCE | FOAM TECHNOLOGY, INC. | 1117 DOUGLAS AVE | UST-686 | Commercials | 3 | 1984-10-09 | Permanently Closed | 20000 | Heating Oil No.2
NORTH PROVIDENCE | FOGARTY CENTER | 220 WOONASQUATUCKET AVE | UST-4815 | State Government | 1 | null | Permanently Closed | 10000 | Heating Oil No.2 | Single Walled
NORTH PROVIDENCE | FORMER LIME LIGHT BAR | 1516 SMITH ST | UST-19079 | Commercials | 1 | 1984-10-09 | Permanently Closed | 500 | Heating Oil No.2
NORTH PROVIDENCE | FORMEX | 1620 MINERAL SPRING AVE | UST-15499 | Other | 1 | 1984-10-09 | Permanently Closed | 3000 | Gasoline
NORTH PROVIDENCE | FORMEX | 1620 MINERAL SPRING AVE | UST-15499 | Other | 2 | 1984-10-09 | Permanently Closed | 3000 | Gasoline
NORTH PROVIDENCE | FORMEX | 1620 MINERAL SPRING AVE | UST-15499 | Other | 3 | 1984-10-09 | Permanently Closed | 2000 | Gasoline
NORTH PROVIDENCE | FORMEX | 1620 MINERAL SPRING AVE | UST-15499 | Other | 4 | 1984-10-09 | Permanently Closed | 3000 | Heating Oil No.2
NORTH PROVIDENCE | FORMEX | 1620 MINERAL SPRING AVE | UST-15499 | Other | 5 | 1984-10-09 | Permanently Closed | 10000 | Diesel
NORTH PROVIDENCE | FORMEX | 1620 MINERAL SPRING AVE | UST-15499 | Other | 6 | 1984-10-09 | Permanently Closed | 20000 | Heating Oil No.2
NORTH PROVIDENCE | FORMEX | 1620 MINERAL SPRING AVE | UST-15499 | Other | 7 | 1984-10-09 | Permanently Closed | 3000 | Diesel
NORTH PROVIDENCE | GABRIELE INDUSTRIES (OOB) | 1164 DOUGLAS AVE | UST-16672 | Industrial | 1 | 1984-10-09 | Permanently Closed | 750 | Gasoline
NORTH PROVIDENCE | GABRIELE INDUSTRIES (OOB) | 1164 DOUGLAS AVE | UST-16672 | Industrial | 2 | 1984-10-09 | Permanently Closed | 1000 | Gasoline
NORTH PROVIDENCE | GABRIELE INDUSTRIES (OOB) | 1164 DOUGLAS AVE | UST-16672 | Industrial | 3 | 1984-10-09 | Permanently Closed | 2000 | Gasoline
NORTH PROVIDENCE | GABRIELE INDUSTRIES (OOB) | 1164 DOUGLAS AVE | UST-16672 | Industrial | 4 | 1984-10-09 | Permanently Closed | 3000 | Heating Oil No.2
NORTH PROVIDENCE | GALAXIE RESTAURANT | 1149 MINERAL SPRING AVE | UST-19289 | Commercials | 1 | 1984-10-09 | Permanently Closed | 1000 | Heating Oil No.2
NORTH PROVIDENCE | GEKO | 1815 SMITH ST | UST-542 | Gasoline Station | 1 | 1984-10-09 | Permanently Closed | 4000 | Gasoline
NORTH PROVIDENCE | GEKO | 1815 SMITH ST | UST-542 | Gasoline Station | 2 | 1984-10-09 | Permanently Closed | 4000 | Gasoline
NORTH PROVIDENCE | GEKO | 1815 SMITH ST | UST-542 | Gasoline Station | 3 | 1984-10-09 | Permanently Closed | 4000 | Gasoline
NORTH PROVIDENCE | GEKO | 1815 SMITH ST | UST-542 | Gasoline Station | 4 | 1984-10-09 | Permanently Closed | 4000 | Gasoline
NORTH PROVIDENCE | GEKO | 1815 SMITH ST | UST-542 | Gasoline Station | 5 | 1984-10-09 | Permanently Closed | 4000 | Gasoline
NORTH PROVIDENCE | GEKO | 1815 SMITH ST | UST-542 | Gasoline Station | 6 | 1984-10-09 | Permanently Closed | 550 | Waste Oil
NORTH PROVIDENCE | GEKO | 1815 SMITH ST | UST-542 | Gasoline Station | 7 | 1982-10-01 | Permanently Closed | 8000 | Gasoline | Single Walled
NORTH PROVIDENCE | GEKO | 1815 SMITH ST | UST-542 | Gasoline Station | 8 | 1982-10-01 | Permanently Closed | 8000 | Gasoline | Single Walled
NORTH PROVIDENCE | GEKO | 1815 SMITH ST | UST-542 | Gasoline Station | 9 | 1987-08-24 | Permanently Closed | 4000 | Gasoline | Single Walled
NORTH PROVIDENCE | GEKO | 1815 SMITH ST | UST-542 | Gasoline Station | 10 | 1984-10-09 | Permanently Closed | 0 | Not Listed
NORTH PROVIDENCE | GEKO | 1815 SMITH ST | UST-542 | Gasoline Station | 11 | 2018-06-14 | In Use | 12000 | Gasoline | Double Walled | 2018-06-22
NORTH PROVIDENCE | GEKO | 1815 SMITH ST | UST-542 | Gasoline Station | 12 | 2018-06-14 | In Use | 4000 | Gasoline | Double Walled | 2018-06-22
NORTH PROVIDENCE | GEKO | 1815 SMITH ST | UST-542 | Gasoline Station | 13 | 2018-06-14 | In Use | 4000 | Diesel | Double Walled | 2018-06-22
NORTH PROVIDENCE | GENERAL DRYWALL SERVICES | 881 CHARLES ST | UST-18255 | Commercials | 1 | 1984-10-09 | Permanently Closed | 2000 | Gasoline
NORTH PROVIDENCE | GENERAL DRYWALL SERVICES | 881 CHARLES ST | UST-18255 | Commercials | 2 | 1984-10-09 | Permanently Closed | 1000 | Waste Oil
NORTH PROVIDENCE | GENEVA MILLS COMPLEX | 1119 DOUGLAS AVE | UST-3025 | Commercials | 1 | 1984-10-09 | Permanently Closed | 1000 | Hazardous Substance
NORTH PROVIDENCE | GENEVA MILLS COMPLEX | 1119 DOUGLAS AVE | UST-3025 | Commercials | 2 | 1948-12-01 | Permanently Closed | 1000 | Gasoline
NORTH PROVIDENCE | GENEVA MILLS COMPLEX | 1119 DOUGLAS AVE | UST-3025 | Commercials | 3 | 1958-12-01 | Permanently Closed | 1000 | Gasoline
NORTH PROVIDENCE | GENEVA MILLS COMPLEX | 1119 DOUGLAS AVE | UST-3025 | Commercials | 4 | 1984-10-09 | Permanently Closed | 1000 | Heating Oil No.2 | Single Walled
NORTH PROVIDENCE | GINO'S AUTO BODY | 4 TAG DR | UST-18883 | Commercials | 1 | 1984-10-09 | Permanently Closed | 500 | Heating Oil No.2 | Double Walled
NORTH PROVIDENCE | GINO'S AUTO BODY | 4 TAG DR | UST-18883 | Commercials | 2 | 1984-10-09 | Permanently Closed | 500 | Heating Oil No.2 | Double Walled
NORTH PROVIDENCE | GOLDEN DRAGON | 1951 MINERAL SPRING AVE | UST-2458 | City/Town Government | 1 | 1977-04-01 | Abandoned | 1000 | Heating Oil No.2
NORTH PROVIDENCE | GREYSTONE SCHOOL | 100 MORGAN AVE | UST-1387 | Education - Town | 1 | 1984-10-09 | In Use | 5500 | Heating Oil No.2
NORTH PROVIDENCE | HAMILTON HOUSE | 1363 SMITH ST | UST-2367 | Commercials | 1 | 1967-05-01 | Permanently Closed | 10000 | Heating Oil No.2
NORTH PROVIDENCE | HAMILTON HOUSE | 1363 SMITH ST | UST-2367 | Commercials | 2 | 2000-09-25 | Permanently Closed | 5000 | Heating Oil No.2 | Double Walled
NORTH PROVIDENCE | HARVEY ASSOCIATES | 987 CHARLES ST | UST-18892 | Commercials | 1 | 1984-10-09 | Permanently Closed | 500 | Unknown
NORTH PROVIDENCE | HILLSIDE TERRACE APARTMENTS | 264 FRUIT HILL AVE | UST-2525 | Commercials | 1 | 1973-06-01 | Permanently Closed | 1000 | Heating Oil No.2 | Double Walled
NORTH PROVIDENCE | HILLSIDE TERRACE APARTMENTS | 264 FRUIT HILL AVE | UST-2525 | Commercials | 2 | 1973-06-01 | Permanently Closed | 1000 | Heating Oil No.2 | Double Walled
NORTH PROVIDENCE | HILLSIDE TERRACE APARTMENTS | 264 FRUIT HILL AVE | UST-2525 | Commercials | 3 | 1973-06-01 | Permanently Closed | 2000 | Heating Oil No.2 | Double Walled
NORTH PROVIDENCE | HILLSIDE TERRACE APARTMENTS | 264 FRUIT HILL AVE | UST-2525 | Commercials | 4 | 1973-06-01 | Permanently Closed | 2000 | Heating Oil No.2 | Double Walled
NORTH PROVIDENCE | HILLSIDE TERRACE APARTMENTS | 264 FRUIT HILL AVE | UST-2525 | Commercials | 5 | 1973-06-01 | Permanently Closed | 2000 | Heating Oil No.2 | Double Walled
NORTH PROVIDENCE | HILLSIDE TERRACE APARTMENTS | 264 FRUIT HILL AVE | UST-2525 | Commercials | 6 | 2007-02-08 | Permanently Closed | 1000 | Heating Oil No.2 | Double Walled
NORTH PROVIDENCE | HILLSIDE TERRACE APARTMENTS | 264 FRUIT HILL AVE | UST-2525 | Commercials | 7 | 2007-01-31 | Permanently Closed | 1000 | Heating Oil No.2 | Double Walled
NORTH PROVIDENCE | HILLSIDE TERRACE APARTMENTS | 264 FRUIT HILL AVE | UST-2525 | Commercials | 8 | 2007-02-09 | Permanently Closed | 2000 | Heating Oil No.2 | Double Walled
NORTH PROVIDENCE | HILLSIDE TERRACE APARTMENTS | 264 FRUIT HILL AVE | UST-2525 | Commercials | 9 | 2007-03-05 | Permanently Closed | 2000 | Heating Oil No.2 | Double Walled
NORTH PROVIDENCE | HILLSIDE TERRACE APARTMENTS | 264 FRUIT HILL AVE | UST-2525 | Commercials | 10 | 2007-03-06 | Permanently Closed | 2000 | Heating Oil No.2 | Double Walled
NORTH PROVIDENCE | HOPKINS MANOR LTD. | 610 SMITHFIELD RD | UST-18183 | Commercials | 1 | 1984-10-09 | Permanently Closed | 500 | Diesel
NORTH PROVIDENCE | IMPERIAL INVESTMENTS | 1196 CHARLES ST | UST-4894 | Commercials | 1 | null | Permanently Closed | 2000 | Heating Oil No.2
NORTH PROVIDENCE | IMPERIAL TILE/IMPERIAL REALTY | 1006 CHARLES ST | UST-16528 | Industrial | 1 | 1984-10-09 | Permanently Closed | 1000 | Heating Oil No.2
NORTH PROVIDENCE | J G F REALTY COMPANY | 1703 MINERAL SPRING AVE | UST-1132 | Commercials | 1 | 1965-04-01 | Permanently Closed | 3000 | Gasoline
NORTH PROVIDENCE | J G F REALTY COMPANY | 1703 MINERAL SPRING AVE | UST-1132 | Commercials | 2 | 1984-10-09 | Permanently Closed | 275 | Waste Oil
NORTH PROVIDENCE | J G F REALTY COMPANY | 1703 MINERAL SPRING AVE | UST-1132 | Commercials | 3 | 1984-10-09 | Permanently Closed | 2000 | Waste Oil
NORTH PROVIDENCE | J G F REALTY COMPANY | 1703 MINERAL SPRING AVE | UST-1132 | Commercials | 4 | 1984-10-09 | Permanently Closed | 1000 | Waste Oil
NORTH PROVIDENCE | J G F REALTY COMPANY | 1703 MINERAL SPRING AVE | UST-1132 | Commercials | 5 | 1984-10-09 | Permanently Closed | 1000 | Waste Oil
NORTH PROVIDENCE | J G F REALTY COMPANY | 1703 MINERAL SPRING AVE | UST-1132 | Commercials | 6 | 1984-10-09 | Permanently Closed | 750 | Gasoline
NORTH PROVIDENCE | J G F REALTY COMPANY | 1703 MINERAL SPRING AVE | UST-1132 | Commercials | 7 | 1984-10-09 | Permanently Closed | 3500 | Gasoline
NORTH PROVIDENCE | J G F REALTY COMPANY | 1703 MINERAL SPRING AVE | UST-1132 | Commercials | 8 | 1984-10-09 | Permanently Closed | 1000 | Heating Oil No.2
NORTH PROVIDENCE | J G F REALTY COMPANY | 1703 MINERAL SPRING AVE | UST-1132 | Commercials | 9 | 1984-10-09 | Permanently Closed | 500 | Heating Oil No.2
NORTH PROVIDENCE | J G F REALTY COMPANY | 1703 MINERAL SPRING AVE | UST-1132 | Commercials | 10 | 1984-10-09 | Permanently Closed | 500 | Heating Oil No.2
NORTH PROVIDENCE | JAMES L. MCGUIRE SCHOOL | 55 CENTRAL AVE | UST-1386 | Education - Town | 1 | 1984-10-09 | Permanently Closed | 2000 | Heating Oil No.2
NORTH PROVIDENCE | JAMES L. MCGUIRE SCHOOL | 55 CENTRAL AVE | UST-1386 | Education - Town | 2 | 1998-07-30 | Permanently Closed | 2000 | Heating Oil No.2 | Double Walled
NORTH PROVIDENCE | JIFFY LUBE | 1297 MINERAL SPRING AVE | UST-2630 | Commercials | 1 | 1987-08-01 | Permanently Closed | 3000 | Waste Oil
NORTH PROVIDENCE | JIFFY LUBE | 1297 MINERAL SPRING AVE | UST-2630 | Commercials | 2 | 1987-08-01 | Permanently Closed | 3000 | Motor Oil
NORTH PROVIDENCE | JIFFY LUBE | 1297 MINERAL SPRING AVE | UST-2630 | Commercials | 3 | 1987-08-01 | Permanently Closed | 3000 | Motor Oil
NORTH PROVIDENCE | JOHN ALBANESE TRUCKING CO., INC. | 1204 DOUGLAS AVE | UST-3224 | Commercials | 1 | 1982-08-01 | Permanently Closed | 6700 | Diesel
NORTH PROVIDENCE | JOHN ALBANESE TRUCKING CO., INC. | 1204 DOUGLAS AVE | UST-3224 | Commercials | 2 | 1970-08-01 | Permanently Closed | 1000 | Heating Oil No.2
NORTH PROVIDENCE | K BROTHERS LLC (SAMS FOOD) | 1700 MINERAL SPRING AVE | UST-611 | Gasoline Station | 1 | 1978-04-01 | Permanently Closed | 10000 | Gasoline
NORTH PROVIDENCE | K BROTHERS LLC (SAMS FOOD) | 1700 MINERAL SPRING AVE | UST-611 | Gasoline Station | 2 | 1989-05-24 | Permanently Closed | 8000 | Gasoline | Single Walled
NORTH PROVIDENCE | K BROTHERS LLC (SAMS FOOD) | 1700 MINERAL SPRING AVE | UST-611 | Gasoline Station | 3 | 1978-04-01 | Permanently Closed | 10000 | Gasoline
NORTH PROVIDENCE | K BROTHERS LLC (SAMS FOOD) | 1700 MINERAL SPRING AVE | UST-611 | Gasoline Station | 4 | 1989-05-24 | Permanently Closed | 8000 | Gasoline | Single Walled
NORTH PROVIDENCE | K BROTHERS LLC (SAMS FOOD) | 1700 MINERAL SPRING AVE | UST-611 | Gasoline Station | 5 | 1978-04-01 | Permanently Closed | 10000 | Gasoline
NORTH PROVIDENCE | K BROTHERS LLC (SAMS FOOD) | 1700 MINERAL SPRING AVE | UST-611 | Gasoline Station | 6 | 1989-05-24 | Permanently Closed | 8000 | Gasoline | Single Walled
NORTH PROVIDENCE | K BROTHERS LLC (SAMS FOOD) | 1700 MINERAL SPRING AVE | UST-611 | Gasoline Station | 7 | null | Permanently Closed | 1000 | Gasoline
NORTH PROVIDENCE | K BROTHERS LLC (SAMS FOOD) | 1700 MINERAL SPRING AVE | UST-611 | Gasoline Station | 8 | null | Permanently Closed | 1000 | Gasoline
NORTH PROVIDENCE | K BROTHERS LLC (SAMS FOOD) | 1700 MINERAL SPRING AVE | UST-611 | Gasoline Station | 9 | 2024-02-21 | In Use | 15000 | Gasoline | Double Walled | 2024-04-08
NORTH PROVIDENCE | K BROTHERS LLC (SAMS FOOD) | 1700 MINERAL SPRING AVE | UST-611 | Gasoline Station | 10 | 2024-02-21 | In Use | 5000 | Gasoline |  | 2024-04-08
NORTH PROVIDENCE | K BROTHERS LLC (SAMS FOOD) | 1700 MINERAL SPRING AVE | UST-611 | Gasoline Station | 11 | 2024-02-21 | In Use | 7000 | Diesel |  | 2024-04-08
NORTH PROVIDENCE | KULBACKI ESTATE | 914 CHARLES ST | UST-16874 | Private Residence | 1 | 1984-10-09 | Permanently Closed | 3000 | Gasoline
NORTH PROVIDENCE | KULBACKI ESTATE | 914 CHARLES ST | UST-16874 | Private Residence | 2 | 1984-10-09 | Permanently Closed | 3000 | Gasoline
NORTH PROVIDENCE | KULBACKI ESTATE | 914 CHARLES ST | UST-16874 | Private Residence | 3 | 1984-10-09 | Permanently Closed | 1000 | Gasoline
NORTH PROVIDENCE | KULBACKI ESTATE | 914 CHARLES ST | UST-16874 | Private Residence | 4 | 1984-10-09 | Permanently Closed | 500 | Waste Oil
NORTH PROVIDENCE | LANCELLOTA'S BANQUET RESTAURANT | 1113 CHARLES ST | UST-4031 | Commercials | 1 | 1984-10-09 | Permanently Closed | 1000 | Heating Oil No.2
NORTH PROVIDENCE | LANGSBERRIES APARTMENTS | 22 LANGSBERRIES AVE | UST-4923 | Multiple Residence | 1 | null | Permanently Closed | 1000 | Heating Oil No.2
NORTH PROVIDENCE | LYMAN LOFTS | 184 WOONASQUATUCKET AVE | UST-2860 | Commercials | 1 | 1984-10-09 | Permanently Closed | 10000 | Heating Oil No.2
NORTH PROVIDENCE | LYMAN LOFTS | 184 WOONASQUATUCKET AVE | UST-2860 | Commercials | 2 | 1984-10-09 | Permanently Closed | 2000 | Heating Oil No.4
NORTH PROVIDENCE | LYMAN LOFTS | 184 WOONASQUATUCKET AVE | UST-2860 | Commercials | 3 | null | Permanently Closed | 20000 | Heating Oil No.6 | Single Walled
NORTH PROVIDENCE | LYMAN LOFTS | 184 WOONASQUATUCKET AVE | UST-2860 | Commercials | 4 | null | Permanently Closed | 20000 | Heating Oil No.6 | Single Walled
NORTH PROVIDENCE | MACERONI AND SONS FUNERAL HOME | 1381 SMITH ST | UST-18842 | Commercials | 1 | 1984-10-09 | Permanently Closed | 1000 | Unknown
NORTH PROVIDENCE | MAGIC GAS | 1885 MINERAL SPRING AVE | UST-317 | Gasoline Station | 1 | 1963-03-01 | Abandoned | 10000 | Gasoline |  | 1993-07-22
NORTH PROVIDENCE | MAGIC GAS | 1885 MINERAL SPRING AVE | UST-317 | Gasoline Station | 2 | 1963-03-01 | Abandoned | 10000 | Gasoline |  | 1993-07-22
NORTH PROVIDENCE | MAGIC GAS | 1885 MINERAL SPRING AVE | UST-317 | Gasoline Station | 3 | 1973-03-01 | Abandoned | 6000 | Gasoline |  | 1993-07-22
NORTH PROVIDENCE | MAGIC GAS | 1885 MINERAL SPRING AVE | UST-317 | Gasoline Station | 4 | 1963-03-01 | Permanently Closed | 500 | Waste Oil | Single Walled
NORTH PROVIDENCE | MAGIC GAS | 1885 MINERAL SPRING AVE | UST-317 | Gasoline Station | 5 | 1963-03-01 | Permanently Closed | 1000 | Heating Oil No.2
NORTH PROVIDENCE | MAPLE GARDENS I APARTMENTS | 29 MCGUIRE RD | UST-1542 | Commercials | 1 | 1977-01-01 | Permanently Closed | 12000 | Heating Oil No.2
NORTH PROVIDENCE | MAPLE GARDENS II APARTMENTS | 25 MCGUIRE RD | UST-1563 | Commercials | 1 | 1979-01-01 | Permanently Closed | 12000 | Heating Oil No.2
NORTH PROVIDENCE | MARY DIDONATO RESIDENTIAL PROPERTY | 100 HILLSIDE DR | UST-4035 | Private Residence | 1 | 1984-10-09 | Permanently Closed | 2000 | Heating Oil No.2
NORTH PROVIDENCE | MASONARY CONSTRUCTION | 274 WOONASQUATUCKET AVE | UST-15685 | Commercials | 1 | 1964-04-01 | Permanently Closed | 2000 | Gasoline
NORTH PROVIDENCE | MASONARY CONSTRUCTION | 274 WOONASQUATUCKET AVE | UST-15685 | Commercials | 2 | 1964-04-01 | Permanently Closed | 2000 | Gasoline
NORTH PROVIDENCE | MASONARY CONSTRUCTION | 274 WOONASQUATUCKET AVE | UST-15685 | Commercials | 3 | 1964-04-01 | Permanently Closed | 2000 | Gasoline
NORTH PROVIDENCE | MASONARY CONSTRUCTION | 274 WOONASQUATUCKET AVE | UST-15685 | Commercials | 4 | 1964-04-01 | Permanently Closed | 1000 | Gasoline
NORTH PROVIDENCE | MASONARY CONSTRUCTION | 274 WOONASQUATUCKET AVE | UST-15685 | Commercials | 5 | 1964-04-01 | Permanently Closed | 1000 | Gasoline
NORTH PROVIDENCE | MUTUAL MART | 900 CHARLES ST | UST-185 | Gasoline Station | 1 | 1967-03-01 | Permanently Closed | 2000 | Gasoline
NORTH PROVIDENCE | MUTUAL MART | 900 CHARLES ST | UST-185 | Gasoline Station | 2 | 1967-03-01 | Permanently Closed | 2000 | Gasoline
NORTH PROVIDENCE | MUTUAL MART | 900 CHARLES ST | UST-185 | Gasoline Station | 3 | 1977-03-01 | Permanently Closed | 6000 | Gasoline
NORTH PROVIDENCE | MUTUAL MART | 900 CHARLES ST | UST-185 | Gasoline Station | 4 | 1977-03-01 | Permanently Closed | 6000 | Gasoline
NORTH PROVIDENCE | MUTUAL MART | 900 CHARLES ST | UST-185 | Gasoline Station | 5 | 1982-03-01 | Permanently Closed | 6000 | Diesel
NORTH PROVIDENCE | MUTUAL MART | 900 CHARLES ST | UST-185 | Gasoline Station | 6 | 1984-03-01 | Permanently Closed | 1000 | Waste Oil
NORTH PROVIDENCE | MUTUAL MART | 900 CHARLES ST | UST-185 | Gasoline Station | 7 | 1998-09-02 | In Use | 10000 | Gasoline | Double Walled
NORTH PROVIDENCE | MUTUAL MART | 900 CHARLES ST | UST-185 | Gasoline Station | 8 | 1998-09-02 | In Use | 8000 | Gasoline | Double Walled
NORTH PROVIDENCE | MUTUAL MART | 900 CHARLES ST | UST-185 | Gasoline Station | 9 | 1998-09-02 | In Use | 2000 | Diesel | Double Walled
NORTH PROVIDENCE | NEON MARKETPLACE (1874) | 1874 MINERAL SPRING AVE | UST-4975 | Commercials | 1 | null | Permanently Closed | 1000 | Heating Oil No.2 | Single Walled
NORTH PROVIDENCE | NEON MARKETPLACE (1874) | 1874 MINERAL SPRING AVE | UST-4975 | Commercials | 2 | 2023-04-10 | In Use | 14000 | Gasoline |  | 2023-05-22
NORTH PROVIDENCE | NEON MARKETPLACE (1874) | 1874 MINERAL SPRING AVE | UST-4975 | Commercials | 3 | 2023-04-10 | In Use | 6000 | Gasoline |  | 2023-05-22
NORTH PROVIDENCE | NEON MARKETPLACE (1874) | 1874 MINERAL SPRING AVE | UST-4975 | Commercials | 4 | 2023-04-10 | In Use | 14000 | Gasoline |  | 2023-05-22
NORTH PROVIDENCE | NEON MARKETPLACE (1874) | 1874 MINERAL SPRING AVE | UST-4975 | Commercials | 5 | 2023-04-10 | In Use | 6000 | Diesel |  | 2023-05-22
NORTH PROVIDENCE | NEW ENGLAND TESTING LABORATORY | 1254 DOUGLAS AVE | UST-17349 | Other | 1 | 1984-10-09 | Permanently Closed | 500 | Heating Oil No.2
NORTH PROVIDENCE | NORTH PROV. DEPT. OF PUBLIC WORKS | 2 MAFALDA ST | UST-1674 | City/Town Government | 1 | 1974-04-01 | Permanently Closed | 1000 | Heating Oil No.2
NORTH PROVIDENCE | NORTH PROV. DEPT. OF PUBLIC WORKS | 2 MAFALDA ST | UST-1674 | City/Town Government | 2 | 1976-04-01 | Permanently Closed | 2000 | Diesel
NORTH PROVIDENCE | NORTH PROV. DEPT. OF PUBLIC WORKS | 2 MAFALDA ST | UST-1674 | City/Town Government | 3 | 1980-04-01 | Permanently Closed | 3000 | Gasoline
NORTH PROVIDENCE | NORTH PROV. FIRE DEPARTMENT | 1080 MINERAL SPRING AVE | UST-1673 | City/Town Government | 1 | 1956-06-01 | Permanently Closed | 500 | Diesel
NORTH PROVIDENCE | NORTH PROV. FIRE DEPARTMENT | 1080 MINERAL SPRING AVE | UST-1673 | City/Town Government | 2 | 1956-06-01 | Permanently Closed | 500 | Heating Oil No.2
NORTH PROVIDENCE | NORTH PROVIDENCE FIRE DEPARTMENT | 369 FRUIT HILL AVE | UST-1675 | City/Town Government | 1 | 1982-06-01 | Permanently Closed | 500 | Diesel
NORTH PROVIDENCE | NORTH PROVIDENCE FIRE/POLICE COMPLEX | 1967 MINERAL SPRING AVE | UST-399 | City/Town Government | 1 | 1975-04-01 | Permanently Closed | 5000 | Gasoline
NORTH PROVIDENCE | NORTH PROVIDENCE FIRE/POLICE COMPLEX | 1967 MINERAL SPRING AVE | UST-399 | City/Town Government | 2 | 1975-04-01 | Permanently Closed | 10000 | Heating Oil No.2
NORTH PROVIDENCE | NORTH PROVIDENCE FIRE/POLICE COMPLEX | 1967 MINERAL SPRING AVE | UST-399 | City/Town Government | 3 | 1993-08-01 | In Use | 5000 | Heating Oil No.2 | Double Walled
NORTH PROVIDENCE | NORTH PROVIDENCE FIRE/POLICE COMPLEX | 1967 MINERAL SPRING AVE | UST-399 | City/Town Government | 4 | 1975-04-01 | Permanently Closed | 2000 | Diesel
NORTH PROVIDENCE | NORTH PROVIDENCE FIRE/POLICE COMPLEX | 1967 MINERAL SPRING AVE | UST-399 | City/Town Government | 5 | 1975-04-01 | Permanently Closed | 5000 | Other
NORTH PROVIDENCE | NORTH PROVIDENCE FIRE/POLICE COMPLEX | 1967 MINERAL SPRING AVE | UST-399 | City/Town Government | 6 | 1975-04-01 | Permanently Closed | 500 | Waste Oil
NORTH PROVIDENCE | NORTH PROVIDENCE FIRE/POLICE COMPLEX | 1967 MINERAL SPRING AVE | UST-399 | City/Town Government | 7 | 1987-12-01 | Permanently Closed | 8000 | Gasoline | Single Walled
NORTH PROVIDENCE | NORTH PROVIDENCE FIRE/POLICE COMPLEX | 1967 MINERAL SPRING AVE | UST-399 | City/Town Government | 8 | 1987-12-01 | Permanently Closed | 6000 | Diesel | Single Walled
NORTH PROVIDENCE | NORTH PROVIDENCE LANDFILL | SMITHFIELD RD | UST-3392 | City/Town Government | 1 | 1982-12-01 | Permanently Closed | 2000 | Diesel
NORTH PROVIDENCE | NORTH PROVIDENCE SENIOR CENTER | ATLANTIC BLVD | UST-19271 | City/Town Government | 1 | 1984-10-09 | Permanently Closed | 4000 | Heating Oil No.6
NORTH PROVIDENCE | NORTHFIELD MANOR | 60 HURDIS ST | UST-3958 | Commercials | 1 | 1984-10-09 | Permanently Closed | 1000 | Heating Oil No.2
NORTH PROVIDENCE | NORTHFIELD MANOR | 60 HURDIS ST | UST-3958 | Commercials | 2 | 1984-10-09 | Permanently Closed | 1000 | Heating Oil No.2
NORTH PROVIDENCE | NORTHVIEW CONDOMINIUM | 1801 MINERAL SPRING AVE | UST-4505 | Farm | 1 | 1984-10-09 | Permanently Closed | 1000 | Heating Oil No.2
NORTH PROVIDENCE | NORTHVIEW CONDOMINIUM | 1801 MINERAL SPRING AVE | UST-4505 | Farm | 2 | 1984-10-09 | Permanently Closed | 1000 | Heating Oil No.2
NORTH PROVIDENCE | NORTHVIEW CONDOMINIUM | 1801 MINERAL SPRING AVE | UST-4505 | Farm | 3 | 1984-10-09 | Permanently Closed | 1000 | Heating Oil No.2
NORTH PROVIDENCE | OCTEAU OIL COMPANY, INC. | 245 WATERMAN AVE | UST-482 | Commercials | 1 | 1965-04-01 | Permanently Closed | 3000 | Gasoline
NORTH PROVIDENCE | OCTEAU OIL COMPANY, INC. | 7 ADAMS ST | UST-2935 | Commercials | 1 | 1969-01-01 | Permanently Closed | 10000 | Heating Oil No.2
NORTH PROVIDENCE | OCTEAU OIL COMPANY, INC. | 7 ADAMS ST | UST-2935 | Commercials | 2 | 1969-01-01 | Permanently Closed | 10000 | Heating Oil No.2
NORTH PROVIDENCE | OCTEAU OIL COMPANY, INC. | 7 ADAMS ST | UST-2935 | Commercials | 3 | 1990-02-01 | Permanently Closed | 20000 | Heating Oil No.2
NORTH PROVIDENCE | OLEAN FUEL AND APPLIANCE CO., INC. | 936 MINERAL SPRING AVE | UST-532 | Commercials | 1 | 1974-04-01 | Permanently Closed | 1000 | Heating Oil No.2
NORTH PROVIDENCE | OLEAN FUEL AND APPLIANCE CO., INC. | 936 MINERAL SPRING AVE | UST-532 | Commercials | 2 | 1974-04-01 | Permanently Closed | 1000 | Diesel
NORTH PROVIDENCE | OLEAN FUEL AND APPLIANCE CO., INC. | 936 MINERAL SPRING AVE | UST-532 | Commercials | 3 | 1974-04-01 | Permanently Closed | 10000 | Gasoline
NORTH PROVIDENCE | OUR LADY OF FATIMA HOSPITAL | 200 HIGH SERVICE AVE | UST-58 | Other | 1 | 1951-02-01 | Permanently Closed | 10000 | Heating Oil No.6
NORTH PROVIDENCE | OUR LADY OF FATIMA HOSPITAL | 200 HIGH SERVICE AVE | UST-58 | Other | 2 | 1951-02-01 | Permanently Closed | 10000 | Heating Oil No.6
NORTH PROVIDENCE | OUR LADY OF FATIMA HOSPITAL | 200 HIGH SERVICE AVE | UST-58 | Other | 3 | 1982-02-01 | Permanently Closed | 1000 | Heating Oil No.2
NORTH PROVIDENCE | OUR LADY OF FATIMA HOSPITAL | 200 HIGH SERVICE AVE | UST-58 | Other | 4 | 1997-09-01 | In Use | 20000 | Heating Oil No.6 | Double Walled
NORTH PROVIDENCE | PETTERUTTI SERVICE CENTER | 329 WOONASQUATUCKET AVE | UST-3241 | Gasoline Station | 1 | 1974-09-01 | Permanently Closed | 3000 | Gasoline
NORTH PROVIDENCE | PETTERUTTI SERVICE CENTER | 329 WOONASQUATUCKET AVE | UST-3241 | Gasoline Station | 2 | 1974-09-01 | Permanently Closed | 1000 | Gasoline
NORTH PROVIDENCE | PETTERUTTI SERVICE CENTER | 329 WOONASQUATUCKET AVE | UST-3241 | Gasoline Station | 3 | 1974-09-01 | Permanently Closed | 1000 | Gasoline
NORTH PROVIDENCE | R AND W REALTY CO | 1565 DOUGLAS AVE | UST-4550 | Commercials | 1 | 1984-10-09 | Permanently Closed | 1000 | Heating Oil No.2
NORTH PROVIDENCE | RI0005 | 1879 MINERAL SPRING AVE | UST-452 | Gasoline Station | 1 | 1972-04-01 | Permanently Closed | 6000 | Gasoline
NORTH PROVIDENCE | RI0005 | 1879 MINERAL SPRING AVE | UST-452 | Gasoline Station | 2 | 1991-05-01 | In Use | 10000 | Gasoline | Double Walled | 2017-12-18
NORTH PROVIDENCE | RI0005 | 1879 MINERAL SPRING AVE | UST-452 | Gasoline Station | 3 | 1972-04-01 | Permanently Closed | 6000 | Gasoline
NORTH PROVIDENCE | RI0005 | 1879 MINERAL SPRING AVE | UST-452 | Gasoline Station | 4 | 1991-05-01 | In Use | 8000 | Diesel | Double Walled | 2017-12-18
NORTH PROVIDENCE | RI0005 | 1879 MINERAL SPRING AVE | UST-452 | Gasoline Station | 5 | 1972-04-01 | Permanently Closed | 6000 | Gasoline
NORTH PROVIDENCE | RI0005 | 1879 MINERAL SPRING AVE | UST-452 | Gasoline Station | 6 | 1991-05-01 | In Use | 6000 | Gasoline | Double Walled | 2017-12-18
NORTH PROVIDENCE | RI0005 | 1879 MINERAL SPRING AVE | UST-452 | Gasoline Station | 7 | 1972-04-01 | Permanently Closed | 1000 | Heating Oil No.2
NORTH PROVIDENCE | RI0005 | 1879 MINERAL SPRING AVE | UST-452 | Gasoline Station | 8 | 1972-04-01 | Permanently Closed | 1000 | Waste Oil
NORTH PROVIDENCE | ROBBIN FUNERAL HOME | 2251 MINERAL SPRING AVE | UST-15742 | Other | 1 | 1984-10-09 | Permanently Closed | 10000 | Heating Oil No.2
NORTH PROVIDENCE | RON'S SERVICE | 1697 MINERAL SPRING AVE | UST-141 | Gasoline Station | 1 | 1984-03-01 | Permanently Closed | 2000 | Gasoline
NORTH PROVIDENCE | RON'S SERVICE | 1697 MINERAL SPRING AVE | UST-141 | Gasoline Station | 2 | 1984-03-01 | Permanently Closed | 4000 | Gasoline
NORTH PROVIDENCE | RON'S SERVICE | 1697 MINERAL SPRING AVE | UST-141 | Gasoline Station | 3 | 1984-03-01 | Permanently Closed | 4000 | Gasoline
NORTH PROVIDENCE | RON'S SERVICE | 1697 MINERAL SPRING AVE | UST-141 | Gasoline Station | 4 | 1984-10-09 | Permanently Closed | 500 | Waste Oil
NORTH PROVIDENCE | RONCI | 1800 SMITH ST & 2 ATLANTIC AVE | UST-16620 | Commercials | 1 | 1984-10-09 | Permanently Closed | 1000 | Heating Oil No.2
NORTH PROVIDENCE | RONCI | 1800 SMITH ST & 2 ATLANTIC AVE | UST-16620 | Commercials | 2 | 1984-10-09 | Permanently Closed | 5000 | Heating Oil No.2
NORTH PROVIDENCE | RONCI | 1800 SMITH ST & 2 ATLANTIC AVE | UST-16620 | Commercials | 3 | 1984-10-09 | Permanently Closed | 10000 | Gasoline
NORTH PROVIDENCE | ROSSI AUTO BODY | 5 HUMBERT ST | UST-15172 | Gasoline Station | 1 | 1961-05-01 | Permanently Closed | 1000 | Heating Oil No.2
NORTH PROVIDENCE | SALVATION ARMY STORE | 1895 SMITH ST | UST-4364 | Commercials | 1 | 1984-10-09 | Permanently Closed | 1000 | Heating Oil No.2
NORTH PROVIDENCE | SANTORO RESIDENTIAL PROPERTY | 40 CONIFER DR | UST-4452 | Private Residence | 1 | 1984-10-09 | Permanently Closed | 2000 | Heating Oil No.2
NORTH PROVIDENCE | SCORPIO TOWING & RECOVERY, INC. | 3 TAG DR | UST-19121 | Commercials | 1 | 1997-08-04 | Permanently Closed | 2000 | Diesel | Double Walled
NORTH PROVIDENCE | SCORPIO TOWING & RECOVERY, INC. | 3 TAG DR | UST-19121 | Commercials | 2 | 1997-08-04 | Permanently Closed | 2000 | Diesel | Double Walled
NORTH PROVIDENCE | SCORPIO TOWING & RECOVERY, INC. | 3 TAG DR | UST-19121 | Commercials | 3 | 1978-04-25 | Permanently Closed | 4000 | Diesel
NORTH PROVIDENCE | SGAMBATO BROS., INC. | 603 WOONASQUATUCKET AVE | UST-284 | Gasoline Station | 1 | 1955-03-01 | Permanently Closed | 3000 | Gasoline
NORTH PROVIDENCE | SGAMBATO BROS., INC. | 603 WOONASQUATUCKET AVE | UST-284 | Gasoline Station | 2 | 1980-03-01 | Permanently Closed | 5000 | Gasoline
NORTH PROVIDENCE | SGAMBATO BROS., INC. | 603 WOONASQUATUCKET AVE | UST-284 | Gasoline Station | 3 | 1980-03-01 | Permanently Closed | 5000 | Gasoline
NORTH PROVIDENCE | SGAMBATO BROS., INC. | 603 WOONASQUATUCKET AVE | UST-284 | Gasoline Station | 4 | 1955-03-01 | Permanently Closed | 1000 | Diesel
NORTH PROVIDENCE | SGAMBATO BROS., INC. | 603 WOONASQUATUCKET AVE | UST-284 | Gasoline Station | 5 | 1955-03-01 | Permanently Closed | 3000 | Other
NORTH PROVIDENCE | SGAMBATO BROS., INC. | 603 WOONASQUATUCKET AVE | UST-284 | Gasoline Station | 6 | 1984-10-09 | Permanently Closed | 1000 | Waste Oil
NORTH PROVIDENCE | SHELL - COLBEA ENTERPRISES, LLC | 1275 MINERAL SPRING AVE | UST-897 | Gasoline Station | 1 | 1968-04-01 | Permanently Closed | 4000 | Gasoline
NORTH PROVIDENCE | SHELL - COLBEA ENTERPRISES, LLC | 1275 MINERAL SPRING AVE | UST-897 | Gasoline Station | 2 | 1987-02-01 | In Use | 12000 | Gasoline | Double Walled | 2001-05-11
NORTH PROVIDENCE | SHELL - COLBEA ENTERPRISES, LLC | 1275 MINERAL SPRING AVE | UST-897 | Gasoline Station | 3 | 1968-04-01 | Permanently Closed | 4000 | Gasoline
NORTH PROVIDENCE | SHELL - COLBEA ENTERPRISES, LLC | 1275 MINERAL SPRING AVE | UST-897 | Gasoline Station | 4 | 1987-02-01 | In Use | 12000 | Gasoline | Double Walled | 2001-05-11
NORTH PROVIDENCE | SHELL - COLBEA ENTERPRISES, LLC | 1275 MINERAL SPRING AVE | UST-897 | Gasoline Station | 5 | 1968-04-01 | Permanently Closed | 4000 | Gasoline
NORTH PROVIDENCE | SHELL - COLBEA ENTERPRISES, LLC | 1275 MINERAL SPRING AVE | UST-897 | Gasoline Station | 6 | 1987-02-01 | In Use | 12000 | Gasoline | Double Walled | 2001-05-11
NORTH PROVIDENCE | SHELL - COLBEA ENTERPRISES, LLC | 1275 MINERAL SPRING AVE | UST-897 | Gasoline Station | 7 | 1968-04-01 | Permanently Closed | 4000 | Gasoline
NORTH PROVIDENCE | SHELL - COLBEA ENTERPRISES, LLC | 1275 MINERAL SPRING AVE | UST-897 | Gasoline Station | 8 | 1968-04-01 | Permanently Closed | 6000 | Gasoline
NORTH PROVIDENCE | SHELL - COLBEA ENTERPRISES, LLC | 1275 MINERAL SPRING AVE | UST-897 | Gasoline Station | 9 | 1968-04-01 | Permanently Closed | 550 | Heating Oil No.2
NORTH PROVIDENCE | SHELL - COLBEA ENTERPRISES, LLC | 1275 MINERAL SPRING AVE | UST-897 | Gasoline Station | 10 | 1987-02-01 | Permanently Closed | 500 | Heating Oil No.2
NORTH PROVIDENCE | SHELL - COLBEA ENTERPRISES, LLC | 1275 MINERAL SPRING AVE | UST-897 | Gasoline Station | 11 | 1968-04-01 | Permanently Closed | 550 | Waste Oil
NORTH PROVIDENCE | SHELL - COLBEA ENTERPRISES, LLC | 1275 MINERAL SPRING AVE | UST-897 | Gasoline Station | 12 | 1987-02-01 | Permanently Closed | 500 | Waste Oil
NORTH PROVIDENCE | SHELL - COLBEA ENTERPRISES, LLC | 1275 MINERAL SPRING AVE | UST-897 | Gasoline Station | 13 | 2001-05-11 | In Use | 8000 | Diesel | Double Walled | 2001-05-11
NORTH PROVIDENCE | SHELL COLBEA ENTERPRISES, LLC | 1132 MINERAL SPRING AVE | UST-806 | Gasoline Station | 1 | 1971-04-01 | Permanently Closed | 6000 | Gasoline
NORTH PROVIDENCE | SHELL COLBEA ENTERPRISES, LLC | 1132 MINERAL SPRING AVE | UST-806 | Gasoline Station | 2 | 1971-04-01 | Permanently Closed | 6000 | Gasoline
NORTH PROVIDENCE | SHELL COLBEA ENTERPRISES, LLC | 1132 MINERAL SPRING AVE | UST-806 | Gasoline Station | 3 | 1971-04-01 | Permanently Closed | 8000 | Gasoline
NORTH PROVIDENCE | SHELL COLBEA ENTERPRISES, LLC | 1132 MINERAL SPRING AVE | UST-806 | Gasoline Station | 4 | 1986-02-01 | Permanently Closed | 10000 | Gasoline
NORTH PROVIDENCE | SHELL COLBEA ENTERPRISES, LLC | 1132 MINERAL SPRING AVE | UST-806 | Gasoline Station | 5 | 1971-02-01 | Permanently Closed | 550 | Waste Oil
NORTH PROVIDENCE | SHELL COLBEA ENTERPRISES, LLC | 1132 MINERAL SPRING AVE | UST-806 | Gasoline Station | 6 | 1984-10-09 | Permanently Closed | 550 | Heating Oil No.2
NORTH PROVIDENCE | SHELL COLBEA ENTERPRISES, LLC | 1132 MINERAL SPRING AVE | UST-806 | Gasoline Station | 7 | 1991-09-01 | Permanently Closed | 12000 | Gasoline | Double Walled
NORTH PROVIDENCE | SHELL COLBEA ENTERPRISES, LLC | 1132 MINERAL SPRING AVE | UST-806 | Gasoline Station | 8 | 1991-09-01 | Permanently Closed | 12000 | Gasoline | Double Walled
NORTH PROVIDENCE | SHELL COLBEA ENTERPRISES, LLC | 1132 MINERAL SPRING AVE | UST-806 | Gasoline Station | 9 | 1991-09-01 | Permanently Closed | 12000 | Diesel | Double Walled
NORTH PROVIDENCE | SHELL COLBEA ENTERPRISES, LLC | 1132 MINERAL SPRING AVE | UST-806 | Gasoline Station | 10 | 2015-09-15 | In Use | 15000 | Gasoline | Double Walled | 2015-09-15
NORTH PROVIDENCE | SHELL COLBEA ENTERPRISES, LLC | 1132 MINERAL SPRING AVE | UST-806 | Gasoline Station | 11 | 2015-09-15 | In Use | 9000 | Gasoline | Double Walled | 2015-09-15
NORTH PROVIDENCE | SHELL COLBEA ENTERPRISES, LLC | 1132 MINERAL SPRING AVE | UST-806 | Gasoline Station | 12 | 2015-09-15 | In Use | 6000 | Diesel | Double Walled | 2015-09-15
NORTH PROVIDENCE | SHELL OIL COMPANY - MURPHY'S SHELL, INC. | 1794 SMITH ST | UST-805 | Gasoline Station | 1 | 1960-04-01 | Permanently Closed | 3000 | Gasoline
NORTH PROVIDENCE | SHELL OIL COMPANY - MURPHY'S SHELL, INC. | 1794 SMITH ST | UST-805 | Gasoline Station | 2 | 1960-04-01 | Permanently Closed | 3000 | Gasoline
NORTH PROVIDENCE | SHELL OIL COMPANY - MURPHY'S SHELL, INC. | 1794 SMITH ST | UST-805 | Gasoline Station | 3 | 1960-04-01 | Permanently Closed | 3000 | Gasoline
NORTH PROVIDENCE | SHELL OIL COMPANY - MURPHY'S SHELL, INC. | 1794 SMITH ST | UST-805 | Gasoline Station | 4 | 1960-04-01 | Permanently Closed | 3000 | Gasoline
NORTH PROVIDENCE | SHELL OIL COMPANY - MURPHY'S SHELL, INC. | 1794 SMITH ST | UST-805 | Gasoline Station | 5 | 1970-04-01 | Permanently Closed | 4000 | Gasoline
NORTH PROVIDENCE | SHELL OIL COMPANY - MURPHY'S SHELL, INC. | 1794 SMITH ST | UST-805 | Gasoline Station | 6 | 1970-04-01 | Permanently Closed | 4000 | Gasoline
NORTH PROVIDENCE | SHELL OIL COMPANY - MURPHY'S SHELL, INC. | 1794 SMITH ST | UST-805 | Gasoline Station | 7 | 1960-02-01 | Permanently Closed | 500 | Waste Oil
NORTH PROVIDENCE | SHELL OIL COMPANY - MURPHY'S SHELL, INC. | 1794 SMITH ST | UST-805 | Gasoline Station | 8 | 1960-02-01 | Permanently Closed | 500 | Heating Oil No.2
NORTH PROVIDENCE | SHORE'S MARKET, INC. | 1590 MINERAL SPRING AVE | UST-2554 | Commercials | 1 | 1984-10-01 | Permanently Closed | 2000 | Heating Oil No.2
NORTH PROVIDENCE | SIX UNIT APARTMENT COMPLEX NORTH PROVIDENCE | 45 DORMAN AVE | UST-4876 | Multiple Residence | 1 | null | Permanently Closed | 1000 | Heating Oil No.2 | Single Walled
NORTH PROVIDENCE | SMITH STREET SHELL | 1525 SMITH ST | UST-147 | Gasoline Station | 1 | 1984-03-01 | Permanently Closed | 10000 | Gasoline | Single Walled
NORTH PROVIDENCE | SMITH STREET SHELL | 1525 SMITH ST | UST-147 | Gasoline Station | 2 | 1984-03-01 | Permanently Closed | 10000 | Gasoline | Single Walled
NORTH PROVIDENCE | SMITH STREET SHELL | 1525 SMITH ST | UST-147 | Gasoline Station | 3 | 1984-03-01 | Permanently Closed | 8000 | Gasoline | Single Walled
NORTH PROVIDENCE | SMITH STREET SHELL | 1525 SMITH ST | UST-147 | Gasoline Station | 4 | 1973-03-01 | Permanently Closed | 550 | Heating Oil No.2
NORTH PROVIDENCE | SMITH STREET SHELL | 1525 SMITH ST | UST-147 | Gasoline Station | 5 | 1973-03-01 | Permanently Closed | 550 | Waste Oil
NORTH PROVIDENCE | SMITH STREET SHELL | 1525 SMITH ST | UST-147 | Gasoline Station | 6 | 1984-10-09 | Permanently Closed | 4000 | Unknown
NORTH PROVIDENCE | SMITH STREET SHELL | 1525 SMITH ST | UST-147 | Gasoline Station | 7 | 2017-06-26 | In Use | 12000 | Gasoline | Double Walled | 2017-06-29
NORTH PROVIDENCE | SMITH STREET SHELL | 1525 SMITH ST | UST-147 | Gasoline Station | 8 | 2017-06-26 | In Use | 7000 | Gasoline | Double Walled | 2017-06-29
NORTH PROVIDENCE | SMITH STREET SHELL | 1525 SMITH ST | UST-147 | Gasoline Station | 9 | 2017-06-26 | In Use | 5000 | Gasoline | Double Walled | 2017-06-29
NORTH PROVIDENCE | SPEEDWAY #2829 | 1394 MINERAL SPRING AVE | UST-730 | Gasoline Station | 1 | 1973-04-01 | Permanently Closed | 6280 | Gasoline
NORTH PROVIDENCE | SPEEDWAY #2829 | 1394 MINERAL SPRING AVE | UST-730 | Gasoline Station | 2 | 1973-04-01 | Permanently Closed | 6280 | Gasoline
NORTH PROVIDENCE | SPEEDWAY #2829 | 1394 MINERAL SPRING AVE | UST-730 | Gasoline Station | 3 | 1973-04-01 | Permanently Closed | 6280 | Gasoline
NORTH PROVIDENCE | SPEEDWAY #2829 | 1394 MINERAL SPRING AVE | UST-730 | Gasoline Station | 4 | 1973-04-01 | Permanently Closed | 1000 | Waste Oil
NORTH PROVIDENCE | SPEEDWAY #2829 | 1394 MINERAL SPRING AVE | UST-730 | Gasoline Station | 5 | 1973-04-01 | Permanently Closed | 1000 | Heating Oil No.2 | Double Walled
NORTH PROVIDENCE | SPEEDWAY #2829 | 1394 MINERAL SPRING AVE | UST-730 | Gasoline Station | 6 | 1994-04-01 | Permanently Closed | 15000 | Gasoline | Double Walled
NORTH PROVIDENCE | SPEEDWAY #2829 | 1394 MINERAL SPRING AVE | UST-730 | Gasoline Station | 7 | 1994-04-01 | Permanently Closed | 8000 | Gasoline | Double Walled
NORTH PROVIDENCE | SPEEDWAY #2829 | 1394 MINERAL SPRING AVE | UST-730 | Gasoline Station | 8 | 2007-08-01 | In Use | 20000 | Gasoline | Double Walled
NORTH PROVIDENCE | SPEEDWAY #2829 | 1394 MINERAL SPRING AVE | UST-730 | Gasoline Station | 9 | 2007-08-01 | In Use | 8000 | Gasoline | Double Walled
NORTH PROVIDENCE | SPEEDWAY #2829 | 1394 MINERAL SPRING AVE | UST-730 | Gasoline Station | 10 | 2007-08-01 | In Use | 12000 | Diesel | Double Walled
NORTH PROVIDENCE | ST. ANTHONY CHURCH | 5 GIBBS ST | UST-4063 | Commercials | 1 | 1984-10-09 | Permanently Closed | 1000 | Heating Oil No.2
NORTH PROVIDENCE | ST. LAWRENCE SCHOOL | 622 WOONASQUATUCKET AVE | UST-2060 | Education Private | 1 | 1956-06-01 | Permanently Closed | 3000 | Heating Oil No.2
NORTH PROVIDENCE | STATE OF RI/E-911 EMERGENCY TELE. SYSTEM | 1951 SMITH ST | UST-16503 | State Government | 1 | 1984-10-09 | Permanently Closed | 10000 | Heating Oil No.2
NORTH PROVIDENCE | STEPHEN OLNEY SCHOOL | 1378 DOUGLAS AVE | UST-1385 | Education - Town | 1 | 1984-10-09 | CONVERTED | 2000 | Heating Oil No.2
NORTH PROVIDENCE | STEPHEN OLNEY SCHOOL | 1378 DOUGLAS AVE | UST-1385 | Education - Town | 2 | 1984-10-09 | Permanently Closed | 2000 | Heating Oil No.2 | Double Walled
NORTH PROVIDENCE | STOP & GO TRANSMISSION | 1524 SMITH ST | UST-329 | Gasoline Station | 1 | 1984-10-09 | Permanently Closed | 3000 | Unknown
NORTH PROVIDENCE | STOP & GO TRANSMISSION | 1524 SMITH ST | UST-329 | Gasoline Station | 2 | 1984-10-09 | Permanently Closed | 3000 | Unknown
NORTH PROVIDENCE | STOP & GO TRANSMISSION | 1524 SMITH ST | UST-329 | Gasoline Station | 3 | 1984-10-09 | Permanently Closed | 2000 | Gasoline
NORTH PROVIDENCE | STOP & GO TRANSMISSION | 1524 SMITH ST | UST-329 | Gasoline Station | 4 | 1984-10-09 | Permanently Closed | 1000 | Unknown
NORTH PROVIDENCE | STOP & GO TRANSMISSION | 1524 SMITH ST | UST-329 | Gasoline Station | 5 | 1984-10-09 | Permanently Closed | 275 | Waste Oil
NORTH PROVIDENCE | SUNRISE PROPERTIES | 2 WARREN AVE | UST-18805 | Commercials | 1 | 1984-10-09 | Permanently Closed | 1000 | Unknown
NORTH PROVIDENCE | SUNRISE PROPERTIES, LLC | 4 WARREN AVE | UST-19052 | Commercials | 1 | 1984-10-09 | Permanently Closed | 100000 | Heating Oil No.2
NORTH PROVIDENCE | THE TREASURE CHEST | 1852 SMITH ST | UST-15937 | Commercials | 1 | 1984-10-09 | Permanently Closed | 6000 | Gasoline
NORTH PROVIDENCE | THE TREASURE CHEST | 1852 SMITH ST | UST-15937 | Commercials | 2 | 1984-10-09 | Permanently Closed | 5000 | Gasoline
NORTH PROVIDENCE | THE TREASURE CHEST | 1852 SMITH ST | UST-15937 | Commercials | 3 | 1984-10-09 | Permanently Closed | 2000 | Gasoline
NORTH PROVIDENCE | THE TREASURE CHEST | 1852 SMITH ST | UST-15937 | Commercials | 4 | 1984-10-09 | Permanently Closed | 1000 | Heating Oil No.2
NORTH PROVIDENCE | TOWN LINE SERVICE | 1232 DOUGLAS AVE | UST-1325 | Commercials | 1 | 1973-05-01 | Permanently Closed | 4000 | Gasoline
NORTH PROVIDENCE | TOWN LINE SERVICE | 1232 DOUGLAS AVE | UST-1325 | Commercials | 2 | 1973-05-01 | Permanently Closed | 4000 | Gasoline
NORTH PROVIDENCE | TOWN LINE SERVICE | 1232 DOUGLAS AVE | UST-1325 | Commercials | 3 | 1973-05-01 | Permanently Closed | 4000 | Gasoline
NORTH PROVIDENCE | TRAINING THRU PLACEMENT, INC. | 20 MARBLEHEAD AVE | UST-3418 | Commercials | 1 | 1960-04-01 | Permanently Closed | 1000 | Heating Oil No.2
NORTH PROVIDENCE | TRAINING THRU PLACEMENT, INC. | 20 MARBLEHEAD AVE | UST-3418 | Commercials | 2 | 1970-04-01 | Permanently Closed | 500 | Heating Oil No.2
NORTH PROVIDENCE | UNITED TRUCK & BUS SERVICE CO. | HENNESSY AVE | UST-1746 | Commercials | 1 | 1983-04-01 | Permanently Closed | 1000 | Gasoline
NORTH PROVIDENCE | URBAN ARMS CONDOMINIUM ASSOCIATION | 53 URBAN AVE | UST-4784 | Multiple Residence | 1 | 1983-01-01 | In Use | 550 | Heating Oil No.2 | Single Walled | 1983-01-01
NORTH PROVIDENCE | URBAN ARMS CONDOMINIUM ASSOCIATION | 45 URBAN AVE | UST-4783 | Multiple Residence | 1 | 1983-01-01 | In Use | 550 | Heating Oil No.2 | Single Walled | 1983-01-01
NORTH PROVIDENCE | URBAN SMART GROWTH/FORMER WORCESTER CO. | 1 GREYSTONE AVE | UST-2 | Industrial | 1 | 1978-12-01 | Permanently Closed | 10000 | Heating Oil No.6
NORTH PROVIDENCE | URBAN SMART GROWTH/FORMER WORCESTER CO. | 1 GREYSTONE AVE | UST-2 | Industrial | 2 | 1984-10-09 | Permanently Closed | 10000 | Heating Oil No.6
NORTH PROVIDENCE | URBAN SMART GROWTH/FORMER WORCESTER CO. | 1 GREYSTONE AVE | UST-2 | Industrial | 3 | 1984-10-09 | Permanently Closed | 1000 | Heating Oil No.2
NORTH PROVIDENCE | URBAN SMART GROWTH/FORMER WORCESTER CO. | 1 GREYSTONE AVE | UST-2 | Industrial | 4 | 1984-10-09 | Permanently Closed | 10000 | Other
NORTH PROVIDENCE | V. PATE & SONS, INC. | 9 TINGLEY LN | UST-2840 | Industrial | 1 | 1978-04-01 | Permanently Closed | 1000 | Diesel
NORTH PROVIDENCE | V. PATE & SONS, INC. | 9 TINGLEY LN | UST-2840 | Industrial | 2 | 1984-05-01 | Permanently Closed | 4000 | Gasoline
NORTH PROVIDENCE | VALLEY VIEW SERVICE | 5 SMITHFIELD RD | UST-2386 | Commercials | 1 | 1979-05-01 | In Use | 500 | Heating Oil No.2
NORTH PROVIDENCE | VALLEY VIEW SERVICE | 5 SMITHFIELD RD | UST-2386 | Commercials | 2 | 1979-05-01 | Permanently Closed | 500 | Waste Oil
NORTH PROVIDENCE | VERIZON NEW ENGLAND, INC. (RI 337106) | 2194 MINERAL SPRING AVE | UST-1189 | Commercials | 1 | 1984-10-09 | Permanently Closed | 2000 | Heating Oil No.2
NORTH PROVIDENCE | VERIZON NEW ENGLAND, INC. (RI 337106) | 2194 MINERAL SPRING AVE | UST-1189 | Commercials | 2 | 1995-12-01 | Permanently Closed | 1000 | Diesel | Double Walled
NORTH PROVIDENCE | VERIZON NEW ENGLAND, INC. (RI 337106) | 2194 MINERAL SPRING AVE | UST-1189 | Commercials | 3 | 1984-10-09 | Permanently Closed | 1000 | Diesel
NORTH PROVIDENCE | VIGLIANI PROPERTIES | 1090 MINERAL SPRING AVE | UST-1409 | Other | 1 | 1984-10-09 | Permanently Closed | 1000 | Heating Oil No.2
NORTH PROVIDENCE | VIGLIANI PROPERTIES | 1090 MINERAL SPRING AVE | UST-1409 | Other | 2 | 1984-10-09 | Permanently Closed | 1000 | Heating Oil No.2
NORTH PROVIDENCE | WIGWAM INC. | 915 CHARLES ST | UST-690 | Commercials | 1 | 1975-04-01 | Permanently Closed | 1000 | Heating Oil No.2
NORTH PROVIDENCE | WIGWAM INC. | 915 CHARLES ST | UST-690 | Commercials | 2 | 1975-04-01 | Permanently Closed | 550 | Waste Oil
NORTH SMITHFIELD | (FORMER) MUNDY'S FLOWER SHOP | 925 VICTORY HWY | UST-18795 | Commercials | 1 | 1984-10-09 | Permanently Closed | 1000 | Unknown
NORTH SMITHFIELD | (FORMER) MUNDY'S FLOWER SHOP | 925 VICTORY HWY | UST-18795 | Commercials | 2 | 1984-10-09 | Permanently Closed | 8000 | Heating Oil No.2
NORTH SMITHFIELD | (FORMER) SMALL BUSINESS ADMINISTRATION | 800 CENTRAL ST | UST-16638 | Commercials | 1 | 1984-10-09 | Permanently Closed | 275 | Waste Oil
NORTH SMITHFIELD | (FORMER) SMALL BUSINESS ADMINISTRATION | 800 CENTRAL ST | UST-16638 | Commercials | 2 | 1984-10-09 | Permanently Closed | 480 | Other
NORTH SMITHFIELD | 162 SCHOOL STREET RESIDENCE | 162 SCHOOL ST | UST-4751 | Private Residence | 1 | 1984-10-09 | Permanently Closed | 2000 | Heating Oil No.2
NORTH SMITHFIELD | 275 MECHANIC STREET | 275 MECHANIC ST | UST-4895 | Other | 1 | null | Permanently Closed | 1100 | Heating Oil No.2
NORTH SMITHFIELD | 781 VICTORY LLC | 781 VICTORY HWY | UST-2375 | Gasoline Station | 1 | 1966-06-01 | Permanently Closed | 4000 | Gasoline
NORTH SMITHFIELD | 781 VICTORY LLC | 781 VICTORY HWY | UST-2375 | Gasoline Station | 2 | 1966-06-01 | Permanently Closed | 6000 | Gasoline
NORTH SMITHFIELD | 781 VICTORY LLC | 781 VICTORY HWY | UST-2375 | Gasoline Station | 3 | 1982-06-01 | Permanently Closed | 4000 | Gasoline
NORTH SMITHFIELD | 781 VICTORY LLC | 781 VICTORY HWY | UST-2375 | Gasoline Station | 4 | 1984-10-09 | Permanently Closed | 1500 | Diesel
NORTH SMITHFIELD | 781 VICTORY LLC | 781 VICTORY HWY | UST-2375 | Gasoline Station | 5 | 1984-10-09 | Permanently Closed | 1000 | Waste Oil
NORTH SMITHFIELD | 781 VICTORY LLC | 781 VICTORY HWY | UST-2375 | Gasoline Station | 6 | 1987-08-01 | Permanently Closed | 6000 | Gasoline | Double Walled
NORTH SMITHFIELD | 781 VICTORY LLC | 781 VICTORY HWY | UST-2375 | Gasoline Station | 7 | 1987-08-01 | Permanently Closed | 6000 | Gasoline | Double Walled
NORTH SMITHFIELD | 781 VICTORY LLC | 781 VICTORY HWY | UST-2375 | Gasoline Station | 8 | 1987-08-01 | Permanently Closed | 6000 | Gasoline | Double Walled
NORTH SMITHFIELD | 781 VICTORY LLC | 781 VICTORY HWY | UST-2375 | Gasoline Station | 9 | 1987-08-01 | Permanently Closed | 6000 | Diesel | Double Walled
NORTH SMITHFIELD | ALBERT CONCA RESIDENCE | 19 SLATER DR | UST-19184 | Private Residence | 1 | 1984-10-09 | Permanently Closed | 2000 | Heating Oil No.2
NORTH SMITHFIELD | AMPEREX ELECTRONIC CORPORATION | PROVIDENCE PIKE | UST-425 | Industrial | 1 | 1975-04-01 | Permanently Closed | 30000 | Heating Oil No.2
NORTH SMITHFIELD | AMPEREX ELECTRONIC CORPORATION | PROVIDENCE PIKE | UST-425 | Industrial | 2 | 1965-04-01 | Permanently Closed | 10000 | Heating Oil No.2
NORTH SMITHFIELD | AMPEREX ELECTRONIC CORPORATION | PROVIDENCE PIKE | UST-425 | Industrial | 3 | 1968-04-01 | Permanently Closed | 1000 | Hazardous Substance
NORTH SMITHFIELD | AMPEREX ELECTRONIC CORPORATION | PROVIDENCE PIKE | UST-425 | Industrial | 4 | 1968-04-01 | Permanently Closed | 4000 | Hazardous Substance
NORTH SMITHFIELD | AR-RO ENGINEERING COMPANY, INC. | 16 VINCENT AVE | UST-1927 | Industrial | 1 | 1984-10-09 | Permanently Closed | 1000 | Heating Oil No.2
NORTH SMITHFIELD | BLACKSTONE SMITHFIELD CORP. | 1 ONE TUPPERWARE DR/SUITE 2 | UST-251 | Commercials | 1 | 1954-03-01 | Permanently Closed | 10000 | Heating Oil No.4
NORTH SMITHFIELD | BLACKSTONE SMITHFIELD CORP. | 1 ONE TUPPERWARE DR/SUITE 2 | UST-251 | Commercials | 2 | 1980-03-01 | Permanently Closed | 10000 | Heating Oil No.4
NORTH SMITHFIELD | BLACKSTONE SMITHFIELD CORP. | 1 ONE TUPPERWARE DR/SUITE 2 | UST-251 | Commercials | 3 | 1964-03-01 | Permanently Closed | 1000 | Waste Oil
NORTH SMITHFIELD | BLACKSTONE SMITHFIELD CORP. | 1 ONE TUPPERWARE DR/SUITE 2 | UST-251 | Commercials | 4 | 1964-03-01 | Permanently Closed | 5000 | Other
NORTH SMITHFIELD | BLACKSTONE SMITHFIELD CORP. | 1 ONE TUPPERWARE DR/SUITE 2 | UST-251 | Commercials | 5 | 1984-10-09 | Permanently Closed | 1000 | Waste Oil
NORTH SMITHFIELD | BLACKSTONE VALLEY ELECTRIC COMPANY | FARNUM PIKE | UST-596 | Industrial | 1 | 1974-04-01 | Permanently Closed | 1000 | Diesel
NORTH SMITHFIELD | BRANCH RIVER INDUSTRIAL PARK | 582 GREAT RD | UST-17276 | Industrial | 1 | 1984-10-09 | Permanently Closed | 18000 | Heating Oil No.6
NORTH SMITHFIELD | BRANCH RIVER INDUSTRIAL PARK | 582 GREAT RD | UST-17276 | Industrial | 2 | 1984-10-09 | Permanently Closed | 4000 | Heating Oil No.6
NORTH SMITHFIELD | BRANCH RIVER PUMPING STATION | RTE. 146 | UST-369 | City/Town Government | 1 | 1978-04-01 | Permanently Closed | 2000 | Diesel
NORTH SMITHFIELD | BROOKSIDE ESQUESTRIAN CENTER | 90 TIFFT RD | UST-19098 | Farm | 1 | 1984-10-09 | In Use | 3000 | Heating Oil No.2
NORTH SMITHFIELD | BRYSON PROPERTY | 125-`131 GREAT RD | UST-18296 | Commercials | 1 | 1984-10-09 | Permanently Closed | 2000 | Heating Oil No.2
NORTH SMITHFIELD | C T GAS | 503 SMITHFIELD RD | UST-1063 | Gasoline Station | 1 | 1965-04-01 | Permanently Closed | 550 | Waste Oil
NORTH SMITHFIELD | C T GAS | 503 SMITHFIELD RD | UST-1063 | Gasoline Station | 2 | 1965-04-01 | Permanently Closed | 550 | Heating Oil No.2
NORTH SMITHFIELD | C T GAS | 503 SMITHFIELD RD | UST-1063 | Gasoline Station | 3 | 1994-11-01 | Permanently Closed | 500 | Heating Oil No.2 | Double Walled
NORTH SMITHFIELD | C T GAS | 503 SMITHFIELD RD | UST-1063 | Gasoline Station | 4 | 1965-04-01 | Permanently Closed | 4000 | Gasoline
NORTH SMITHFIELD | C T GAS | 503 SMITHFIELD RD | UST-1063 | Gasoline Station | 5 | 1965-04-01 | Permanently Closed | 4000 | Gasoline
NORTH SMITHFIELD | C T GAS | 503 SMITHFIELD RD | UST-1063 | Gasoline Station | 6 | 1965-04-01 | Permanently Closed | 4000 | Gasoline
NORTH SMITHFIELD | C T GAS | 503 SMITHFIELD RD | UST-1063 | Gasoline Station | 7 | 1965-04-01 | Permanently Closed | 4000 | Gasoline
NORTH SMITHFIELD | C T GAS | 503 SMITHFIELD RD | UST-1063 | Gasoline Station | 8 | 1965-04-01 | Permanently Closed | 4000 | Gasoline
NORTH SMITHFIELD | C T GAS | 503 SMITHFIELD RD | UST-1063 | Gasoline Station | 9 | 1965-04-01 | Permanently Closed | 4000 | Gasoline
NORTH SMITHFIELD | C T GAS | 503 SMITHFIELD RD | UST-1063 | Gasoline Station | 10 | 1994-07-01 | In Use | 12000 | Gasoline | Double Walled
NORTH SMITHFIELD | C T GAS | 503 SMITHFIELD RD | UST-1063 | Gasoline Station | 11 | 1994-07-01 | In Use | 10000 | Gasoline | Double Walled
NORTH SMITHFIELD | CAPE COD CONFECTION COMPANY | EDDIE DOWLING HWY | UST-16338 | Commercials | 1 | 1984-10-09 | Permanently Closed | 550 | Heating Oil No.2
NORTH SMITHFIELD | CAPE COD CONFECTION COMPANY | EDDIE DOWLING HWY | UST-16338 | Commercials | 2 | 1984-10-09 | Permanently Closed | 550 | Waste Oil
NORTH SMITHFIELD | CARMELOT REALTY, INC. | ST. PAUL ST | UST-2238 | Commercials | 1 | 1961-12-01 | Permanently Closed | 10000 | Heating Oil No.2
NORTH SMITHFIELD | CARMELOT REALTY, INC. | ST. PAUL ST | UST-2238 | Commercials | 2 | 1961-12-01 | Permanently Closed | 10000 | Heating Oil No.2
NORTH SMITHFIELD | CARMELOT REALTY, INC. | ST. PAUL ST | UST-2238 | Commercials | 3 | 1961-12-01 | Permanently Closed | 10000 | Heating Oil No.2
NORTH SMITHFIELD | CARMELOT REALTY, INC. | ST. PAUL ST | UST-2238 | Commercials | 4 | 1961-12-01 | Permanently Closed | 10000 | Heating Oil No.2
NORTH SMITHFIELD | CARMELOT REALTY, INC. | ST. PAUL ST | UST-2238 | Commercials | 5 | 1961-12-01 | Permanently Closed | 10000 | Heating Oil No.2
NORTH SMITHFIELD | CARMELOT REALTY, INC. | ST. PAUL ST | UST-2238 | Commercials | 6 | 1961-12-01 | Permanently Closed | 5000 | Heating Oil No.2
NORTH SMITHFIELD | CARMELOT REALTY, INC. | ST. PAUL ST | UST-2238 | Commercials | 7 | 1961-12-01 | Permanently Closed | 5000 | Heating Oil No.2
NORTH SMITHFIELD | CARMELOT REALTY, INC. | ST. PAUL ST | UST-2238 | Commercials | 8 | 1961-12-01 | Permanently Closed | 10000 | Heating Oil No.2
NORTH SMITHFIELD | CARMELOT REALTY, INC. | ST. PAUL ST | UST-2238 | Commercials | 9 | 1961-12-01 | Permanently Closed | 10000 | Heating Oil No.2
NORTH SMITHFIELD | CARMELOT REALTY, INC. | ST. PAUL ST | UST-2238 | Commercials | 10 | 1961-12-01 | Permanently Closed | 4000 | Heating Oil No.2
NORTH SMITHFIELD | CARMELOT REALTY, INC. | ST. PAUL ST | UST-2238 | Commercials | 11 | 1961-12-01 | Permanently Closed | 4000 | Heating Oil No.2
NORTH SMITHFIELD | CARMELOT REALTY, INC. | ST. PAUL ST | UST-2238 | Commercials | 12 | 1961-12-01 | Permanently Closed | 4000 | Heating Oil No.2
NORTH SMITHFIELD | CARMELOT REALTY, INC. | ST. PAUL ST | UST-2238 | Commercials | 13 | 1961-12-01 | Permanently Closed | 4000 | Heating Oil No.2
NORTH SMITHFIELD | CAROLY SHUMWAY PROPERTY | 76 GREAT RD | UST-4791 | Private Residence | 1 | 1984-10-09 | Permanently Closed | 1500 | Heating Oil No.2 | Single Walled
NORTH SMITHFIELD | CENTRAL DRYWALL | 449 GREENVILLE RD | UST-16003 | Commercials | 1 | 1984-10-09 | Permanently Closed | 2000 | Gasoline
NORTH SMITHFIELD | CENTRAL DRYWALL | 449 GREENVILLE RD | UST-16003 | Commercials | 2 | 1984-10-09 | Permanently Closed | 4000 | Gasoline
NORTH SMITHFIELD | CITGO STATION/SLATERSVILLE PLAZA | 900 VICTORY HWY | UST-883 | Gasoline Station | 1 | 1972-04-01 | Permanently Closed | 10000 | Gasoline
NORTH SMITHFIELD | CITGO STATION/SLATERSVILLE PLAZA | 900 VICTORY HWY | UST-883 | Gasoline Station | 2 | 1972-04-01 | Permanently Closed | 10000 | Gasoline
NORTH SMITHFIELD | CITGO STATION/SLATERSVILLE PLAZA | 900 VICTORY HWY | UST-883 | Gasoline Station | 3 | 1972-04-01 | Permanently Closed | 10000 | Gasoline
NORTH SMITHFIELD | COLONIAL VILLAGE APARTMENTS | 60 SCHOOL ST | UST-3321 | Commercials | 1 | 1980-07-01 | Permanently Closed | 500 | Diesel
NORTH SMITHFIELD | CUMBERLAND FARMS, INC. #3858 | 901 VICTORY HWY | UST-3240 | Gasoline Station | 1 | 1992-08-01 | Permanently Closed | 8000 | Gasoline | Double Walled | 1992-08-01
NORTH SMITHFIELD | CUMBERLAND FARMS, INC. #3858 | 901 VICTORY HWY | UST-3240 | Gasoline Station | 2 | 1992-08-01 | Permanently Closed | 8000 | Gasoline | Double Walled | 1992-08-01
NORTH SMITHFIELD | CUMBERLAND FARMS, INC. #3858 | 901 VICTORY HWY | UST-3240 | Gasoline Station | 3 | 1992-08-01 | Permanently Closed | 8000 | Gasoline | Double Walled | 1992-08-01
NORTH SMITHFIELD | CUMBERLAND FARMS, INC. #3858 | 901 VICTORY HWY | UST-3240 | Gasoline Station | 4 | 2017-05-25 | In Use | 12000 | Gasoline | Double Walled | 2017-06-20
NORTH SMITHFIELD | CUMBERLAND FARMS, INC. #3858 | 901 VICTORY HWY | UST-3240 | Gasoline Station | 5 | 2017-05-25 | In Use | 8000 | Diesel | Double Walled | 2017-06-20
NORTH SMITHFIELD | CUMBERLAND FARMS, INC. #3858 | 901 VICTORY HWY | UST-3240 | Gasoline Station | 6 | 2017-05-25 | In Use | 12000 | Gasoline | Double Walled | 2017-06-20
NORTH SMITHFIELD | CUMBERLAND FARMS, INC. #3858 | 901 VICTORY HWY | UST-3240 | Gasoline Station | 7 | 2017-05-25 | In Use | 8000 | Gasoline | Double Walled | 2017-06-20
NORTH SMITHFIELD | D&N TRANSPORTATION | P.O. BOX 917 INDUSTRIAL HWY | UST-3110 | Commercials | 1 | 1986-04-01 | Permanently Closed | 10000 | Diesel
NORTH SMITHFIELD | D&N TRANSPORTATION | P.O. BOX 917 INDUSTRIAL HWY | UST-3110 | Commercials | 2 | 1986-04-01 | Permanently Closed | 10000 | Heating Oil No.2
NORTH SMITHFIELD | D&N TRANSPORTATION | P.O. BOX 917 INDUSTRIAL HWY | UST-3110 | Commercials | 3 | 1986-04-01 | Permanently Closed | 2000 | Heating Oil No.2
NORTH SMITHFIELD | D&N TRANSPORTATION | P.O. BOX 917 INDUSTRIAL HWY | UST-3110 | Commercials | 4 | 1986-04-01 | Permanently Closed | 1000 | Motor Oil
NORTH SMITHFIELD | DAHILL RESIDENTIAL PROPERTY | 4 COUNTRY WAY | UST-4322 | Farm | 1 | 1984-10-09 | Permanently Closed | 2000 | Heating Oil No.2
NORTH SMITHFIELD | DAVIS BROS., INC.-EXXON | 760 GREAT RD | UST-1965 | Gasoline Station | 1 | 1970-05-01 | Permanently Closed | 4000 | Gasoline
NORTH SMITHFIELD | DAVIS BROS., INC.-EXXON | 760 GREAT RD | UST-1965 | Gasoline Station | 2 | 1970-05-01 | Permanently Closed | 3000 | Gasoline
NORTH SMITHFIELD | DAVIS BROS., INC.-EXXON | 760 GREAT RD | UST-1965 | Gasoline Station | 3 | 1970-05-01 | Permanently Closed | 3000 | Gasoline
NORTH SMITHFIELD | DAVIS BROS., INC.-EXXON | 760 GREAT RD | UST-1965 | Gasoline Station | 4 | 1970-05-01 | Permanently Closed | 2000 | Gasoline
NORTH SMITHFIELD | DAVIS BROS., INC.-EXXON | 760 GREAT RD | UST-1965 | Gasoline Station | 5 | 1984-10-09 | Permanently Closed | 550 | Waste Oil
NORTH SMITHFIELD | DON SCHMOR EXCAVATING CO., INC. | MAIN ST | UST-1599 | Industrial | 1 | 1977-02-01 | Permanently Closed | 1000 | Gasoline
NORTH SMITHFIELD | DON SCHMOR EXCAVATING CO., INC. | MAIN ST | UST-1599 | Industrial | 2 | 1979-02-01 | Permanently Closed | 2000 | Diesel
NORTH SMITHFIELD | DON SCHMOR EXCAVATING CO., INC. | MAIN ST | UST-1599 | Industrial | 3 | 1977-02-01 | Permanently Closed | 1000 | Unknown
NORTH SMITHFIELD | DONADA, INC. | 706 ST. PAUL ST | UST-3066 | Commercials | 1 | 1970-06-01 | Permanently Closed | 5000 | Diesel
NORTH SMITHFIELD | DONADA, INC. | 706 ST. PAUL ST | UST-3066 | Commercials | 2 | 1970-06-01 | Permanently Closed | 5000 | Diesel
NORTH SMITHFIELD | DONADA, INC. | 706 ST. PAUL ST | UST-3066 | Commercials | 3 | 1970-06-01 | Permanently Closed | 2000 | Gasoline
NORTH SMITHFIELD | DONADA, INC. | 706 ST. PAUL ST | UST-3066 | Commercials | 4 | 1970-06-01 | Permanently Closed | 2000 | Gasoline
NORTH SMITHFIELD | DONADA, INC. | 706 ST. PAUL ST | UST-3066 | Commercials | 5 | 1984-10-09 | Permanently Closed | 2000 | Gasoline
NORTH SMITHFIELD | DONADA, INC. | 706 ST. PAUL ST | UST-3066 | Commercials | 6 | 1984-10-09 | Permanently Closed | 2000 | Gasoline
NORTH SMITHFIELD | DONADA, INC. | 706 ST. PAUL ST | UST-3066 | Commercials | 7 | 1984-10-09 | Permanently Closed | 500 | Not Listed
NORTH SMITHFIELD | DONADA, INC. | 706 ST. PAUL ST | UST-3066 | Commercials | 8 | 1998-11-09 | Permanently Closed | 3000 | Diesel | Double Walled
NORTH SMITHFIELD | DONADA, INC. | 706 ST. PAUL ST | UST-3066 | Commercials | 9 | 1998-11-09 | Permanently Closed | 7000 | Diesel | Double Walled
NORTH SMITHFIELD | DUMAIS PLUMBING | 905 VICTORY HWY | UST-15571 | Commercials | 1 | 1984-10-09 | Permanently Closed | 2000 | Gasoline
NORTH SMITHFIELD | EDGCOMB METALS COMPANY, INC. | WOONSOCKET INDUSTRIAL PARK | UST-1557 | Industrial | 1 | 1972-01-01 | Permanently Closed | 4000 | Diesel
NORTH SMITHFIELD | EDGCOMB METALS COMPANY, INC. | WOONSOCKET INDUSTRIAL PARK | UST-1557 | Industrial | 2 | 1972-01-01 | Permanently Closed | 4000 | Diesel
NORTH SMITHFIELD | EDGCOMB METALS COMPANY, INC. | WOONSOCKET INDUSTRIAL PARK | UST-1557 | Industrial | 3 | 1959-01-01 | Permanently Closed | 10000 | Heating Oil No.6
NORTH SMITHFIELD | ENTERPRISE COATING | 22 STEEL ST | UST-1169 | Commercials | 1 | 1984-10-09 | Permanently Closed | 10000 | Heating Oil No.2
NORTH SMITHFIELD | ESTATE OF STEVEN ABRANTS | 594 GREAT RD | UST-18849 | Commercials | 1 | 1984-10-09 | Permanently Closed | 500 | Unknown
NORTH SMITHFIELD | ESTATE OF STEVEN ABRANTS | 594 GREAT RD | UST-18849 | Commercials | 2 | 1984-10-09 | Permanently Closed | 4000 | Unknown
NORTH SMITHFIELD | FRANK AND PATRICIA SANTORO | 287 KNOLLRIDGE DR | UST-18605 | Private Residence | 1 | 1984-10-09 | In Use | 2000 | Heating Oil No.2
NORTH SMITHFIELD | GERALD F. SWIFT | 835 WOONSOCKET HILL RD | UST-4773 | Private Residence | 1 | 1984-10-09 | Permanently Closed | 2000 | Heating Oil No.2 | Single Walled
NORTH SMITHFIELD | GERALD GIRARD | 381 WOONSOCKET HILL RD | UST-3245 | Private Residence | 1 | 1974-08-01 | Permanently Closed | 2000 | Heating Oil No.2
NORTH SMITHFIELD | GLAS-KRAFT/SLATERSVILLE RIVER PROP.,INC. | 1 RAILROAD AVE | UST-3599 | Industrial | 1 | 1984-10-09 | Permanently Closed | 1000 | Unknown
NORTH SMITHFIELD | GLAS-KRAFT/SLATERSVILLE RIVER PROP.,INC. | 1 RAILROAD AVE | UST-3599 | Industrial | 2 | 1984-10-09 | Permanently Closed | 10000 | Heating Oil No.6
NORTH SMITHFIELD | GLAS-KRAFT/SLATERSVILLE RIVER PROP.,INC. | 1 RAILROAD AVE | UST-3599 | Industrial | 3 | 1984-10-09 | Permanently Closed | 20000 | Heating Oil No.6
NORTH SMITHFIELD | GLAS-KRAFT/SLATERSVILLE RIVER PROP.,INC. | 1 RAILROAD AVE | UST-3599 | Industrial | 4 | 1984-10-09 | Permanently Closed | 5000 | Heating Oil No.4
NORTH SMITHFIELD | GLAS-KRAFT/SLATERSVILLE RIVER PROP.,INC. | 1 RAILROAD AVE | UST-3599 | Industrial | 5 | 1984-10-09 | Permanently Closed | 2000 | Heating Oil No.4
NORTH SMITHFIELD | GLAS-KRAFT/SLATERSVILLE RIVER PROP.,INC. | 1 RAILROAD AVE | UST-3599 | Industrial | 6 | 1984-10-09 | Permanently Closed | 2000 | Heating Oil No.4
NORTH SMITHFIELD | GLAS-KRAFT/SLATERSVILLE RIVER PROP.,INC. | 1 RAILROAD AVE | UST-3599 | Industrial | 7 | 1984-10-09 | Permanently Closed | 1000 | Gasoline
NORTH SMITHFIELD | HELEN MOLET | 57 ELIZABETH AVE | UST-15195 | Other | 1 | 1984-10-09 | Permanently Closed | 10000 | Heating Oil No.2
NORTH SMITHFIELD | HELEN MOLET | 57 ELIZABETH AVE | UST-15195 | Other | 2 | 1984-10-09 | Permanently Closed | 5000 | Heating Oil No.2
NORTH SMITHFIELD | HELEN MOLET | 57 ELIZABETH AVE | UST-15195 | Other | 3 | 1984-10-09 | Permanently Closed | 3000 | Heating Oil No.2
NORTH SMITHFIELD | HELEN MOLET | 57 ELIZABETH AVE | UST-15195 | Other | 4 | 1984-10-09 | Permanently Closed | 500 | Gasoline
NORTH SMITHFIELD | HOMESTEAD CORPORATION | INDUSTRIAL DR | UST-3393 | Commercials | 1 | 1984-10-09 | Permanently Closed | 6000 | Heating Oil No.2
NORTH SMITHFIELD | HOMESTEAD CORPORATION | INDUSTRIAL DR | UST-3393 | Commercials | 2 | 1984-10-09 | Permanently Closed | 6000 | Other
NORTH SMITHFIELD | HOMESTEAD CORPORATION | INDUSTRIAL DR | UST-3393 | Commercials | 3 | 1984-10-09 | Permanently Closed | 1000 | Gasoline
NORTH SMITHFIELD | HOMESTEAD CORPORATION | INDUSTRIAL DR | UST-3393 | Commercials | 4 | 1991-12-01 | Permanently Closed | 6000 | Heating Oil No.2 | Double Walled
NORTH SMITHFIELD | HOMESTEAD CORPORATION | INDUSTRIAL DR | UST-3393 | Commercials | 5 | 1984-10-09 | Permanently Closed | 2000 | Heating Oil No.2
NORTH SMITHFIELD | JACKVONY MOTOR SALES | 1191 EDDIE DOWLING HWY | UST-15855 | Commercials | 1 | 1965-03-01 | Permanently Closed | 3000 | Gasoline
NORTH SMITHFIELD | JACKVONY MOTOR SALES | 1191 EDDIE DOWLING HWY | UST-15855 | Commercials | 2 | 1965-03-01 | Permanently Closed | 2000 | Gasoline
NORTH SMITHFIELD | JACKVONY MOTOR SALES | 1191 EDDIE DOWLING HWY | UST-15855 | Commercials | 3 | 1965-03-01 | Permanently Closed | 2000 | Gasoline
NORTH SMITHFIELD | JACKVONY MOTOR SALES | 1191 EDDIE DOWLING HWY | UST-15855 | Commercials | 4 | 1965-03-01 | Permanently Closed | 2000 | Heating Oil No.2
NORTH SMITHFIELD | JOHN E. FOGARTY MEMORIAL HOSPITAL | EDDIE DOWLING HWY | UST-325 | Other | 1 | 1966-03-01 | Permanently Closed | 15000 | Heating Oil No.4
NORTH SMITHFIELD | JOHN E. FOGARTY MEMORIAL HOSPITAL | EDDIE DOWLING HWY | UST-325 | Other | 2 | 1966-03-01 | Permanently Closed | 500 | Heating Oil No.2
NORTH SMITHFIELD | JOHN E. FOGARTY MEMORIAL HOSPITAL | EDDIE DOWLING HWY | UST-325 | Other | 3 | 1955-03-01 | Permanently Closed | 1000 | Heating Oil No.2
NORTH SMITHFIELD | KBM, INC. PROPERTY | 117 EDDIE DOWLING HWY | UST-3942 | Commercials | 1 | 1984-10-09 | Permanently Closed | 500 | Heating Oil No.2
NORTH SMITHFIELD | KENDALL-DEAN SCHOOL | 83 GREENE ST | UST-2762 | Education - Town | 1 | 1949-07-01 | Permanently Closed | 1000 | Heating Oil No.2
NORTH SMITHFIELD | LAKESIDE SWIMMING POOL AND SUPPLY CO. | 886 EDDIE DOWLING HWY | UST-3207 | Commercials | 1 | 1970-08-01 | Permanently Closed | 1000 | Heating Oil No.2
NORTH SMITHFIELD | LAKESIDE SWIMMING POOL AND SUPPLY CO. | 886 EDDIE DOWLING HWY | UST-3207 | Commercials | 2 | 1970-08-01 | Permanently Closed | 1000 | Heating Oil No.2
NORTH SMITHFIELD | LANGELIER PROPERTY | 1435 VICTORY HWY | UST-19137 | Commercials | 1 | 1984-10-09 | Permanently Closed | 1000 | Gasoline
NORTH SMITHFIELD | LANGELIER PROPERTY | 1435 VICTORY HWY | UST-19137 | Commercials | 2 | 1984-10-09 | Permanently Closed | 1000 | Gasoline
NORTH SMITHFIELD | LI'L GENERAL STORE | 665 GREAT RD | UST-15127 | Commercials | 1 | 1984-10-09 | Permanently Closed | 2000 | Gasoline
NORTH SMITHFIELD | LI'L GENERAL STORE | 665 GREAT RD | UST-15127 | Commercials | 2 | 1984-10-09 | Permanently Closed | 3000 | Gasoline
NORTH SMITHFIELD | LI'L GENERAL STORE | 665 GREAT RD | UST-15127 | Commercials | 3 | 1984-10-09 | Permanently Closed | 3000 | Gasoline
NORTH SMITHFIELD | LI'L GENERAL STORE | 665 GREAT RD | UST-15127 | Commercials | 4 | 1984-10-09 | Permanently Closed | 5000 | Gasoline
NORTH SMITHFIELD | LI'L GENERAL STORE | 665 GREAT RD | UST-15127 | Commercials | 5 | 1984-10-09 | Permanently Closed | 550 | Waste Oil
NORTH SMITHFIELD | LI'L GENERAL STORE | 665 GREAT RD | UST-15127 | Commercials | 6 | 1984-10-09 | Permanently Closed | 500 | Heating Oil No.2
NORTH SMITHFIELD | LORRAINE BROWN RESIDENTIAL PROPERTY | 42 LORRAINE AVE | UST-4266 | Private Residence | 1 | 1984-10-09 | Permanently Closed | 2000 | Heating Oil No.2
NORTH SMITHFIELD | MARA CONTRACTORS COMMERCIAL PROPERTY | 173 SCHOOL ST | UST-3907 | Commercials | 1 | 1984-10-09 | Permanently Closed | 1000 | Heating Oil No.2
NORTH SMITHFIELD | MATERIAL SAND & STONE CORPORATION | 618 GREENVILLE RD | UST-1899 | Commercials | 1 | 1960-07-01 | Permanently Closed | 5000 | Diesel
NORTH SMITHFIELD | MICHAEL & DIANNE JORDAN | 530 WOONSOCKET HILL RD | UST-3463 | Private Residence | 1 | 1984-10-09 | In Use | 1500 | Heating Oil No.2
NORTH SMITHFIELD | MOBIL OIL CORPORATION #GT4 | EDDIE DOWLING & PARK AVE | UST-1516 | Gasoline Station | 1 | 1971-04-01 | Permanently Closed | 500 | Heating Oil No.2
NORTH SMITHFIELD | MOBIL OIL CORPORATION #GT4 | EDDIE DOWLING & PARK AVE | UST-1516 | Gasoline Station | 2 | 1971-04-01 | Permanently Closed | 500 | Waste Oil
NORTH SMITHFIELD | MOBIL OIL CORPORATION #GT4 | EDDIE DOWLING & PARK AVE | UST-1516 | Gasoline Station | 3 | 1971-04-01 | Permanently Closed | 6000 | Gasoline
NORTH SMITHFIELD | MOBIL OIL CORPORATION #GT4 | EDDIE DOWLING & PARK AVE | UST-1516 | Gasoline Station | 4 | 1993-04-01 | Permanently Closed | 12000 | Gasoline | Double Walled
NORTH SMITHFIELD | MOBIL OIL CORPORATION #GT4 | EDDIE DOWLING & PARK AVE | UST-1516 | Gasoline Station | 5 | 1971-04-01 | Permanently Closed | 8000 | Gasoline
NORTH SMITHFIELD | MOBIL OIL CORPORATION #GT4 | EDDIE DOWLING & PARK AVE | UST-1516 | Gasoline Station | 6 | 1993-04-01 | Permanently Closed | 10000 | Gasoline | Double Walled
NORTH SMITHFIELD | MOBIL OIL CORPORATION #GT4 | EDDIE DOWLING & PARK AVE | UST-1516 | Gasoline Station | 7 | 1971-04-01 | Permanently Closed | 12000 | Gasoline
NORTH SMITHFIELD | MOBIL OIL CORPORATION #GT4 | EDDIE DOWLING & PARK AVE | UST-1516 | Gasoline Station | 8 | 1993-04-01 | Permanently Closed | 10000 | Gasoline | Double Walled
NORTH SMITHFIELD | MOBIL OIL CORPORATION #GT4 | EDDIE DOWLING & PARK AVE | UST-1516 | Gasoline Station | 9 | 1984-10-09 | Permanently Closed | 2000 | Gasoline
NORTH SMITHFIELD | MOBIL OIL CORPORATION #GT4 | EDDIE DOWLING & PARK AVE | UST-1516 | Gasoline Station | 10 | 1984-10-09 | Permanently Closed | 1500 | Kerosene
NORTH SMITHFIELD | MOBIL OIL CORPORATION #GT4 | EDDIE DOWLING & PARK AVE | UST-1516 | Gasoline Station | 11 | 1984-10-09 | Permanently Closed | 6000 | Gasoline
NORTH SMITHFIELD | MOBIL OIL CORPORATION #GT4 | EDDIE DOWLING & PARK AVE | UST-1516 | Gasoline Station | 12 | 1984-10-09 | Permanently Closed | 6000 | Gasoline
NORTH SMITHFIELD | NORTH SMITHFIELD ARMORY | 1189 POUND HILL RD | UST-1473 | Federal Government | 1 | 1958-09-01 | Permanently Closed | 3000 | Heating Oil No.2
NORTH SMITHFIELD | NORTH SMITHFIELD ARMORY | 1189 POUND HILL RD | UST-1473 | Federal Government | 2 | 1984-10-09 | Permanently Closed | 1000 | Heating Oil No.2
NORTH SMITHFIELD | NORTH SMITHFIELD ARMORY | 1189 POUND HILL RD | UST-1473 | Federal Government | 3 | 1984-10-09 | Permanently Closed | 10000 | Heating Oil No.2
NORTH SMITHFIELD | NORTH SMITHFIELD HIGHWAY GARAGE | 281 QUAKER HWY | UST-371 | City/Town Government | 1 | 1982-04-01 | Permanently Closed | 2000 | Gasoline
NORTH SMITHFIELD | NORTH SMITHFIELD HIGHWAY GARAGE | 281 QUAKER HWY | UST-371 | City/Town Government | 2 | 1980-04-01 | Permanently Closed | 2000 | Gasoline
NORTH SMITHFIELD | NORTH SMITHFIELD HIGHWAY GARAGE | 281 QUAKER HWY | UST-371 | City/Town Government | 3 | 1980-04-01 | Permanently Closed | 4000 | Gasoline
NORTH SMITHFIELD | NORTH SMITHFIELD HIGHWAY GARAGE | 281 QUAKER HWY | UST-371 | City/Town Government | 4 | 1980-04-01 | Permanently Closed | 2000 | Diesel
NORTH SMITHFIELD | NORTH SMITHFIELD HIGHWAY GARAGE | 281 QUAKER HWY | UST-371 | City/Town Government | 5 | 1980-04-01 | Permanently Closed | 500 | Heating Oil No.2
NORTH SMITHFIELD | NORTH SMITHFIELD MIDDLE SCHOOL | 412 GREENVILLE RD | UST-2761 | Education - Town | 1 | 1966-07-01 | Permanently Closed | 12500 | Heating Oil No.2
NORTH SMITHFIELD | NORTH SMITHFIELD MIDDLE SCHOOL | 412 GREENVILLE RD | UST-2761 | Education - Town | 2 | 1966-07-01 | Permanently Closed | 700 | Diesel
NORTH SMITHFIELD | NORTH SMITHFIELD MIDDLE SCHOOL | 412 GREENVILLE RD | UST-2761 | Education - Town | 3 | 2007-10-25 | In Use | 10000 | Heating Oil No.2 | Double Walled
NORTH SMITHFIELD | NORTH SMITHFIELD POLICE STATION | 575 SMITHFILED RD | UST-368 | City/Town Government | 1 | 1965-04-01 | Permanently Closed | 1000 | Diesel
NORTH SMITHFIELD | NORTH SMITHFIELD VOLUNTEER FIRE DEPT. | 675 SAINT PAUL ST | UST-257 | City/Town Government | 1 | 1937-03-01 | Permanently Closed | 500 | Heating Oil No.2
NORTH SMITHFIELD | P & C ENTERPRISES, INC. | 14 CANAL ST | UST-698 | Commercials | 1 | 1981-04-01 | Permanently Closed | 4000 | Waste Oil
NORTH SMITHFIELD | P & C ENTERPRISES, INC. | 14 CANAL ST | UST-698 | Commercials | 2 | 1984-10-09 | Permanently Closed | 3000 | Heating Oil No.2
NORTH SMITHFIELD | P & C ENTERPRISES, INC. | 14 CANAL ST | UST-698 | Commercials | 3 | 1984-10-09 | Permanently Closed | 4000 | Mixture
NORTH SMITHFIELD | P & C ENTERPRISES, INC. | 14 CANAL ST | UST-698 | Commercials | 4 | 1984-10-09 | Permanently Closed | 10000 | Mixture
NORTH SMITHFIELD | P & C ENTERPRISES, INC. | 14 CANAL ST | UST-698 | Commercials | 5 | 1984-10-09 | Permanently Closed | 6000 | Mixture
NORTH SMITHFIELD | P & C ENTERPRISES, INC. | 14 CANAL ST | UST-698 | Commercials | 6 | 1984-10-09 | Permanently Closed | 6000 | Gasoline
NORTH SMITHFIELD | PARK SQUARE MEDICAL CENTER | 63 EDDIE DOWLING HWY | UST-3608 | Commercials | 1 | 1984-10-09 | Permanently Closed | 500 | Heating Oil No.2
NORTH SMITHFIELD | PAUL LESPERANCE RESIDENTIAL PROPERTY | 429 WOONSOCKET HILL RD | UST-3943 | Private Residence | 1 | 1984-10-09 | Permanently Closed | 2000 | Heating Oil No.2
NORTH SMITHFIELD | PAWTUCKET READY MIXED CONCRETE (PRM) | GREENVILLE RD | UST-1551 | Commercials | 1 | 1968-02-01 | Permanently Closed | 4000 | Diesel
NORTH SMITHFIELD | PIKE | 1148 EDDIE DOWLING HWY | UST-580 | Gasoline Station | 1 | 1969-04-01 | Permanently Closed | 6800 | Gasoline
NORTH SMITHFIELD | PIKE | 1148 EDDIE DOWLING HWY | UST-580 | Gasoline Station | 2 | 1990-03-01 | Permanently Closed | 8000 | Gasoline | Double Walled
NORTH SMITHFIELD | PIKE | 1148 EDDIE DOWLING HWY | UST-580 | Gasoline Station | 3 | 1969-04-01 | Permanently Closed | 6800 | Gasoline
NORTH SMITHFIELD | PIKE | 1148 EDDIE DOWLING HWY | UST-580 | Gasoline Station | 4 | 1990-03-01 | Permanently Closed | 8000 | Gasoline | Double Walled
NORTH SMITHFIELD | PIKE | 1148 EDDIE DOWLING HWY | UST-580 | Gasoline Station | 5 | 1969-04-01 | Permanently Closed | 6000 | Gasoline
NORTH SMITHFIELD | PIKE | 1148 EDDIE DOWLING HWY | UST-580 | Gasoline Station | 6 | 1990-03-01 | Permanently Closed | 8000 | Gasoline | Double Walled
NORTH SMITHFIELD | POUND HILL ROAD LIFT STATION | POUND HILL RD | UST-370 | City/Town Government | 1 | 1981-04-01 | Permanently Closed | 550 | Diesel
NORTH SMITHFIELD | PRAXAIR DISTRIBUTION, INC. | 21 STEEL ST | UST-825 | Commercials | 1 | 1965-04-01 | Permanently Closed | 1000 | Heating Oil No.2
NORTH SMITHFIELD | PRAXAIR DISTRIBUTION, INC. | 21 STEEL ST | UST-825 | Commercials | 2 | 1965-04-01 | Permanently Closed | 1000 | Heating Oil No.2
NORTH SMITHFIELD | PRAXAIR DISTRIBUTION, INC. | 21 STEEL ST | UST-825 | Commercials | 3 | 1965-04-01 | Permanently Closed | 1500 | Hazardous Substance
NORTH SMITHFIELD | PRAXAIR DISTRIBUTION, INC. | 21 STEEL ST | UST-825 | Commercials | 4 | 1974-04-01 | Permanently Closed | 1000 | Diesel
NORTH SMITHFIELD | PRAXAIR DISTRIBUTION, INC. | 21 STEEL ST | UST-825 | Commercials | 5 | 1974-04-01 | Permanently Closed | 4000 | Diesel
NORTH SMITHFIELD | PRAXAIR DISTRIBUTION, INC. | 21 STEEL ST | UST-825 | Commercials | 6 | 1974-04-01 | Permanently Closed | 4000 | Diesel
NORTH SMITHFIELD | PRECISION AUTO REPAIR, INC. | 4125 GREENVILLE RD | UST-993 | Gasoline Station | 1 | 1955-04-01 | Permanently Closed | 4000 | Gasoline
NORTH SMITHFIELD | PRECISION AUTO REPAIR, INC. | 4125 GREENVILLE RD | UST-993 | Gasoline Station | 2 | 1955-04-01 | Permanently Closed | 4000 | Gasoline
NORTH SMITHFIELD | PRECISION AUTO REPAIR, INC. | 4125 GREENVILLE RD | UST-993 | Gasoline Station | 3 | 1955-04-01 | Permanently Closed | 2000 | Diesel
NORTH SMITHFIELD | PRECISION AUTO REPAIR, INC. | 4125 GREENVILLE RD | UST-993 | Gasoline Station | 4 | 1955-04-01 | Permanently Closed | 4000 | Gasoline
NORTH SMITHFIELD | PRECISION AUTO REPAIR, INC. | 4125 GREENVILLE RD | UST-993 | Gasoline Station | 5 | 1955-04-01 | Permanently Closed | 2000 | Gasoline
NORTH SMITHFIELD | PRECISION AUTO REPAIR, INC. | 4125 GREENVILLE RD | UST-993 | Gasoline Station | 6 | 1984-10-09 | Permanently Closed | 500 | Heating Oil No.2
NORTH SMITHFIELD | PRIMROSE FIRE DEPARTMENT | 1550 PROVIDENCE PIKE | UST-393 | City/Town Government | 1 | 1975-04-01 | Permanently Closed | 1000 | Heating Oil No.2
NORTH SMITHFIELD | REHABILITATION HOSPITAL OF RHODE ISLAND | 116 EDDIE DOWLING HWY | UST-16704 | Other | 1 | 1984-10-09 | Permanently Closed | 1000 | Heating Oil No.2
NORTH SMITHFIELD | RESIDENTIAL PROPERTY | 7 TANGLEWOOD RD | UST-19208 | Private Residence | 1 | 1984-10-09 | Permanently Closed | 2000 | Heating Oil No.2
NORTH SMITHFIELD | RHODE ISLAND AIR NATIONAL GUARD | 274 OLD OXFORD RD | UST-1752 | State Government | 1 | 1975-11-01 | Permanently Closed | 10000 | Diesel
NORTH SMITHFIELD | RHODE ISLAND AIR NATIONAL GUARD | 274 OLD OXFORD RD | UST-1752 | State Government | 2 | 1975-11-01 | Permanently Closed | 12000 | Diesel
NORTH SMITHFIELD | RHODE ISLAND AIR NATIONAL GUARD | 274 OLD OXFORD RD | UST-1752 | State Government | 3 | 1975-11-01 | Permanently Closed | 3000 | Waste Oil
NORTH SMITHFIELD | RHODE ISLAND AIR NATIONAL GUARD | 274 OLD OXFORD RD | UST-1752 | State Government | 4 | 1980-02-01 | Permanently Closed | 500 | Waste Oil
NORTH SMITHFIELD | RHODE ISLAND AIR NATIONAL GUARD | 274 OLD OXFORD RD | UST-1752 | State Government | 5 | 1980-02-01 | Permanently Closed | 500 | Waste Oil
NORTH SMITHFIELD | RHODE ISLAND AIR NATIONAL GUARD | 274 OLD OXFORD RD | UST-1752 | State Government | 6 | 1984-10-09 | Permanently Closed | 2000 | Heating Oil No.2
NORTH SMITHFIELD | RHODE ISLAND AIR NATIONAL GUARD | 274 OLD OXFORD RD | UST-1752 | State Government | 7 | 1984-10-09 | Permanently Closed | 1500 | Heating Oil No.2
NORTH SMITHFIELD | RHODE ISLAND AIR NATIONAL GUARD | 274 OLD OXFORD RD | UST-1752 | State Government | 8 | 1984-10-09 | Permanently Closed | 10000 | Heating Oil No.2
NORTH SMITHFIELD | RHODE ISLAND AIR NATIONAL GUARD | 274 OLD OXFORD RD | UST-1752 | State Government | 9 | 1988-07-01 | Permanently Closed | 4000 | Heating Oil No.2 | Double Walled
NORTH SMITHFIELD | RHODE ISLAND AIR NATIONAL GUARD | 274 OLD OXFORD RD | UST-1752 | State Government | 10 | 1975-07-01 | Permanently Closed | 10000 | Heating Oil No.2
NORTH SMITHFIELD | RHODE ISLAND AIR NATIONAL GUARD | 274 OLD OXFORD RD | UST-1752 | State Government | 11 | 1976-07-01 | Permanently Closed | 2000 | Heating Oil No.2
NORTH SMITHFIELD | RHODE ISLAND AIR NATIONAL GUARD | 274 OLD OXFORD RD | UST-1752 | State Government | 12 | 1978-07-01 | Permanently Closed | 10000 | Heating Oil No.2
NORTH SMITHFIELD | RHODE ISLAND AIR NATIONAL GUARD | 274 OLD OXFORD RD | UST-1752 | State Government | 13 | 1978-03-01 | Permanently Closed | 12000 | Kerosene
NORTH SMITHFIELD | RI SPORTS CENTER | 1186 EDDIE DOWLING HWY | UST-18758 | Commercials | 1 | 1984-10-09 | Permanently Closed | 1000 | Heating Oil No.2
NORTH SMITHFIELD | RI SPORTS CENTER | 1186 EDDIE DOWLING HWY | UST-18758 | Commercials | 2 | 1984-10-09 | Permanently Closed | 1000 | Heating Oil No.2
NORTH SMITHFIELD | ROAD RUNNER AUTOMOTIVE LLC | 448 GREAT RD | UST-1501 | Gasoline Station | 1 | 1990-03-01 | Permanently Closed | 8000 | Gasoline | Double Walled
NORTH SMITHFIELD | ROAD RUNNER AUTOMOTIVE LLC | 448 GREAT RD | UST-1501 | Gasoline Station | 2 | 1984-10-09 | Permanently Closed | 5000 | Gasoline
NORTH SMITHFIELD | ROAD RUNNER AUTOMOTIVE LLC | 448 GREAT RD | UST-1501 | Gasoline Station | 3 | 1990-03-01 | Permanently Closed | 8000 | Gasoline | Double Walled
NORTH SMITHFIELD | ROAD RUNNER AUTOMOTIVE LLC | 448 GREAT RD | UST-1501 | Gasoline Station | 4 | 1984-10-09 | Permanently Closed | 2000 | Gasoline
NORTH SMITHFIELD | ROAD RUNNER AUTOMOTIVE LLC | 448 GREAT RD | UST-1501 | Gasoline Station | 5 | 1984-10-09 | Permanently Closed | 4000 | Gasoline
NORTH SMITHFIELD | RYDER STUDENT TRANSPORTATION | OLD PROVIDENCE PIKE | UST-401 | Commercials | 1 | 1975-04-01 | Permanently Closed | 5000 | Gasoline
NORTH SMITHFIELD | RYDER STUDENT TRANSPORTATION | OLD PROVIDENCE PIKE | UST-401 | Commercials | 2 | 1979-04-01 | Permanently Closed | 5000 | Diesel
NORTH SMITHFIELD | SAINT ANTOINE RESIDENCE | 400 MENDON RD | UST-1660 | Private Residence | 1 | 1984-10-09 | Permanently Closed | 5000 | Heating Oil No.6
NORTH SMITHFIELD | SAINT ANTOINE RESIDENCE | 400 MENDON RD | UST-1660 | Private Residence | 2 | 1979-09-01 | Permanently Closed | 10000 | Heating Oil No.6
NORTH SMITHFIELD | SAINT ANTOINE RESIDENCE | 400 MENDON RD | UST-1660 | Private Residence | 3 | 1973-09-01 | Permanently Closed | 500 | Diesel
NORTH SMITHFIELD | SAINT ANTOINE RESIDENCE | 400 MENDON RD | UST-1660 | Private Residence | 4 | 1984-10-09 | Permanently Closed | 500 | Gasoline
NORTH SMITHFIELD | SAM'S FOOD STORES | 948 EDDIE DOWLING HWY | UST-292 | Gasoline Station | 1 | 1978-03-01 | Permanently Closed | 10000 | Gasoline
NORTH SMITHFIELD | SAM'S FOOD STORES | 948 EDDIE DOWLING HWY | UST-292 | Gasoline Station | 2 | 1978-03-01 | Permanently Closed | 10000 | Gasoline
NORTH SMITHFIELD | SAM'S FOOD STORES | 948 EDDIE DOWLING HWY | UST-292 | Gasoline Station | 3 | 1978-03-01 | Permanently Closed | 10000 | Gasoline
NORTH SMITHFIELD | SAM'S FOOD STORES | 948 EDDIE DOWLING HWY | UST-292 | Gasoline Station | 4 | 1962-07-01 | Permanently Closed | 4000 | Diesel
NORTH SMITHFIELD | SAM'S FOOD STORES | 948 EDDIE DOWLING HWY | UST-292 | Gasoline Station | 5 | 1984-10-09 | Permanently Closed | 9999999 | Unknown
NORTH SMITHFIELD | SAM'S FOOD STORES | 948 EDDIE DOWLING HWY | UST-292 | Gasoline Station | 6 | 1984-10-09 | Permanently Closed | 1000 | Heating Oil No.2
NORTH SMITHFIELD | SAM'S FOOD STORES | 948 EDDIE DOWLING HWY | UST-292 | Gasoline Station | 7 | 1984-10-09 | Permanently Closed | 4000 | Gasoline
NORTH SMITHFIELD | SAM'S FOOD STORES | 948 EDDIE DOWLING HWY | UST-292 | Gasoline Station | 8 | 1984-10-09 | Permanently Closed | 4000 | Gasoline
NORTH SMITHFIELD | SAM'S FOOD STORES | 948 EDDIE DOWLING HWY | UST-292 | Gasoline Station | 9 | 1984-10-09 | Permanently Closed | 2000 | Waste Oil
NORTH SMITHFIELD | SAM'S FOOD STORES | 948 EDDIE DOWLING HWY | UST-292 | Gasoline Station | 10 | 1994-05-10 | Permanently Closed | 12000 | Gasoline | Double Walled | 1994-05-10
NORTH SMITHFIELD | SAM'S FOOD STORES | 948 EDDIE DOWLING HWY | UST-292 | Gasoline Station | 11 | 1994-05-10 | Permanently Closed | 8000 | Gasoline | Double Walled | 1994-05-10
NORTH SMITHFIELD | SAM'S FOOD STORES | 948 EDDIE DOWLING HWY | UST-292 | Gasoline Station | 12 | 1994-05-10 | Permanently Closed | 6000 | Diesel | Double Walled | 1994-05-10
NORTH SMITHFIELD | SAM'S FOOD STORES | 948 EDDIE DOWLING HWY | UST-292 | Gasoline Station | 13 | 2019-10-09 | In Use | 12000 | Gasoline | Double Walled | 2019-10-22
NORTH SMITHFIELD | SAM'S FOOD STORES | 948 EDDIE DOWLING HWY | UST-292 | Gasoline Station | 14 | 2019-10-09 | In Use | 5000 | Gasoline | Double Walled | 2019-10-22
NORTH SMITHFIELD | SAM'S FOOD STORES | 948 EDDIE DOWLING HWY | UST-292 | Gasoline Station | 15 | 2019-10-09 | In Use | 5000 | Diesel | Double Walled | 2019-10-22
NORTH SMITHFIELD | SHELL | 780 GREAT RD | UST-807 | Gasoline Station | 1 | 1967-04-01 | Permanently Closed | 4000 | Gasoline
NORTH SMITHFIELD | SHELL | 780 GREAT RD | UST-807 | Gasoline Station | 2 | 1986-12-01 | Permanently Closed | 10000 | Gasoline | Double Walled | 2008-05-01
NORTH SMITHFIELD | SHELL | 780 GREAT RD | UST-807 | Gasoline Station | 3 | 1967-04-01 | Permanently Closed | 4000 | Gasoline
NORTH SMITHFIELD | SHELL | 780 GREAT RD | UST-807 | Gasoline Station | 4 | 1986-12-01 | Permanently Closed | 10000 | Gasoline | Double Walled | 2008-05-01
NORTH SMITHFIELD | SHELL | 780 GREAT RD | UST-807 | Gasoline Station | 5 | 1967-04-01 | Permanently Closed | 4000 | Gasoline
NORTH SMITHFIELD | SHELL | 780 GREAT RD | UST-807 | Gasoline Station | 6 | 1986-12-01 | Permanently Closed | 10000 | Diesel | Double Walled | 2008-05-01
NORTH SMITHFIELD | SHELL | 780 GREAT RD | UST-807 | Gasoline Station | 7 | 1967-04-01 | Permanently Closed | 4000 | Gasoline
NORTH SMITHFIELD | SHELL | 780 GREAT RD | UST-807 | Gasoline Station | 8 | 1970-04-01 | Permanently Closed | 4000 | Gasoline
NORTH SMITHFIELD | SHELL | 780 GREAT RD | UST-807 | Gasoline Station | 9 | 1986-09-01 | Permanently Closed | 1000 | Waste Oil
NORTH SMITHFIELD | SHELL | 780 GREAT RD | UST-807 | Gasoline Station | 10 | 1986-12-01 | Permanently Closed | 1000 | Waste Oil | Double Walled
NORTH SMITHFIELD | SHELL | 780 GREAT RD | UST-807 | Gasoline Station | 11 | 1986-09-01 | Permanently Closed | 1000 | Heating Oil No.2
NORTH SMITHFIELD | SHELL | 780 GREAT RD | UST-807 | Gasoline Station | 12 | 1986-12-01 | Permanently Closed | 1000 | Heating Oil No.2 | Single Walled
NORTH SMITHFIELD | SHELL | 780 GREAT RD | UST-807 | Gasoline Station | 13 | 2019-10-18 | In Use | 15000 | Gasoline | Double Walled | 2019-11-26
NORTH SMITHFIELD | SHELL | 780 GREAT RD | UST-807 | Gasoline Station | 14 | 2019-10-18 | In Use | 9000 | Gasoline | Double Walled | 2019-11-26
NORTH SMITHFIELD | SHELL | 780 GREAT RD | UST-807 | Gasoline Station | 15 | 2019-10-18 | In Use | 6000 | Diesel | Double Walled | 2019-11-26
NORTH SMITHFIELD | SQUARE 1 RESTAURANT | 2 EDDY DOWLIONG HWY | UST-15808 | Commercials | 1 | 1984-10-09 | Permanently Closed | 1000 | Heating Oil No.2
NORTH SMITHFIELD | ST. JOHN THE EVANGELIST CHURCH | P.O. BOX 266 | UST-3628 | Other | 1 | 1984-10-09 | Permanently Closed | 1000 | Heating Oil No.2
NORTH SMITHFIELD | STAMINA MILLS | MAIN ST | UST-15563 | Commercials | 1 | 1984-10-09 | Permanently Closed | 10000 | Heating Oil No.6
NORTH SMITHFIELD | STAMINA MILLS | MAIN ST | UST-15563 | Commercials | 2 | 1984-10-09 | Permanently Closed | 8000 | Heating Oil No.6
NORTH SMITHFIELD | STAR MARKET/MARS DEPT. STORE (FORMERLY) | 111 SMITHFIELD AVE | UST-16029 | Commercials | 1 | 1984-10-09 | Permanently Closed | 5000 | Heating Oil No.2
NORTH SMITHFIELD | STOP AND SHOP FUELING FACILITY STORE #721 | 35 EDDIE DOWLING HWY | UST-4428 | Gasoline Station | 1 | 2011-11-10 | In Use | 30000 | Gasoline | Double Walled
NORTH SMITHFIELD | STOP AND SHOP FUELING FACILITY STORE #721 | 35 EDDIE DOWLING HWY | UST-4428 | Gasoline Station | 2 | 2011-11-10 | In Use | 10000 | Gasoline | Double Walled
NORTH SMITHFIELD | SUNOCO #0002-4976 | 1047 EDDIE DOWLING HWY | UST-633 | Gasoline Station | 1 | 1972-10-01 | Permanently Closed | 6000 | Gasoline
NORTH SMITHFIELD | SUNOCO #0002-4976 | 1047 EDDIE DOWLING HWY | UST-633 | Gasoline Station | 2 | 1972-10-01 | Permanently Closed | 6000 | Gasoline
NORTH SMITHFIELD | SUNOCO #0002-4976 | 1047 EDDIE DOWLING HWY | UST-633 | Gasoline Station | 3 | 1972-10-01 | Permanently Closed | 6000 | Gasoline
NORTH SMITHFIELD | SUNOCO #0002-4976 | 1047 EDDIE DOWLING HWY | UST-633 | Gasoline Station | 4 | 1972-10-01 | Permanently Closed | 1000 | Waste Oil
NORTH SMITHFIELD | SUNOCO #0002-4976 | 1047 EDDIE DOWLING HWY | UST-633 | Gasoline Station | 5 | 1972-10-01 | Permanently Closed | 1000 | Heating Oil No.2
NORTH SMITHFIELD | SUNOCO #0002-4976 | 1047 EDDIE DOWLING HWY | UST-633 | Gasoline Station | 6 | 1993-11-01 | In Use | 15000 | Gasoline | Double Walled
NORTH SMITHFIELD | SUNOCO #0002-4976 | 1047 EDDIE DOWLING HWY | UST-633 | Gasoline Station | 7 | 1993-11-01 | In Use | 15000 | Gasoline | Double Walled
NORTH SMITHFIELD | THE SKI SHOP PLUS | 859 EDDIE DOWLING HWY | UST-2474 | Commercials | 1 | 1979-05-01 | Permanently Closed | 1000 | Heating Oil No.2 | Single Walled
NORTH SMITHFIELD | TOWN OF NORTH SMITHFIELD | TOWN HALL | UST-367 | City/Town Government | 1 | 1977-04-01 | Permanently Closed | 2000 | Heating Oil No.2
NORTH SMITHFIELD | TOWN OF NORTH SMITHFIELD/GARAGE | GREAT RD | UST-565 | City/Town Government | 1 | 1961-04-01 | Permanently Closed | 2000 | Gasoline
NORTH SMITHFIELD | TOWN OF NORTH SMITHFIELD/GARAGE | GREAT RD | UST-565 | City/Town Government | 2 | 1966-04-01 | Permanently Closed | 2000 | Gasoline
NORTH SMITHFIELD | TOWN OF NORTH SMITHFIELD/GARAGE | GREAT RD | UST-565 | City/Town Government | 3 | 1961-04-01 | Permanently Closed | 500 | Gasoline
NORTH SMITHFIELD | TUPPERWARE COMPANY | P.O. BOX D | UST-252 | Commercials | 1 | 1984-10-09 | Permanently Closed | 10000 | Heating Oil No.4
NORTH SMITHFIELD | U.S.P.S. | 1 MAIN ST | UST-2229 | Federal Government | 1 | 1964-09-01 | Permanently Closed | 1000 | Heating Oil No.2
NORTH SMITHFIELD | UHAUL OF NORTH SMITHFIELD | 408 EDDIE DOWLING HWY | UST-2031 | Commercials | 1 | 1973-08-01 | Permanently Closed | 4000 | Gasoline
NORTH SMITHFIELD | UHAUL OF NORTH SMITHFIELD | 408 EDDIE DOWLING HWY | UST-2031 | Commercials | 2 | 1973-08-01 | Tank Not Found | 4000 | Heating Oil No.2
NORTH SMITHFIELD | UHAUL OF NORTH SMITHFIELD | 408 EDDIE DOWLING HWY | UST-2031 | Commercials | 3 | 1978-08-01 | Tank Not Found | 2000 | Heating Oil No.2
NORTH SMITHFIELD | VACHON R.V. CENTER (FORMER) | 408 ROUTE 146 (EDDIE DOWLING HIGHWAY) | UST-15889 | Commercials | 1 | 1984-10-09 | Permanently Closed | 500 | Waste Oil
NORTH SMITHFIELD | VACHON R.V. CENTER (FORMER) | 408 ROUTE 146 (EDDIE DOWLING HIGHWAY) | UST-15889 | Commercials | 2 | 1984-10-09 | Permanently Closed | 1000 | Heating Oil No.2
NORTH SMITHFIELD | VACHON R.V. CENTER (FORMER) | 408 ROUTE 146 (EDDIE DOWLING HIGHWAY) | UST-15889 | Commercials | 3 | 1984-10-09 | Permanently Closed | 1000 | Heating Oil No.2
NORTH SMITHFIELD | WESTWIND FARM, LLC | 61 RESERVOIR RD | UST-4819 | Private Residence | 1 | null | Permanently Closed | 500 | Heating Oil No.2 | Single Walled
NORTH SMITHFIELD | YARD KING | 1087 EDDIS DOWLING HWY | UST-15907 | Commercials | 1 | 1984-10-09 | Permanently Closed | 1000 | Gasoline
NORTH SMITHFIELD | YARD KING | 1087 EDDIS DOWLING HWY | UST-15907 | Commercials | 2 | 1984-10-09 | Permanently Closed | 1000 | Gasoline
PAWTUCKET | (EMPTY LOT) | 286-288 BROAD ST | UST-15356 | Other | 1 | 1984-10-09 | Permanently Closed | 6000 | Heating Oil No.2
PAWTUCKET | (EMPTY LOT) | 286-288 BROAD ST | UST-15356 | Other | 2 | 1984-10-09 | Permanently Closed | 1000 | Heating Oil No.2
PAWTUCKET | (EMPTY LOT) | 286-288 BROAD ST | UST-15356 | Other | 3 | 1984-10-09 | Permanently Closed | 500 | Waste Oil
PAWTUCKET | 115 JOHNSTON STREET | 115 JOHNSTON ST | UST-4920 | Multiple Residence | 1 | null | Permanently Closed | 1000 | Heating Oil No.2
PAWTUCKET | 122 BACON STREET ASSOCIATES, L.P. | 122 BACON ST | UST-2683 | Industrial | 1 | 1984-10-09 | Permanently Closed | 2200 | Heating Oil No.2
PAWTUCKET | 122 BACON STREET ASSOCIATES, L.P. | 122 BACON ST | UST-2683 | Industrial | 2 | 1984-10-09 | Permanently Closed | 1000 | Heating Oil No.2
PAWTUCKET | 125 ESTEN REALTY, LLC | 125 ESTEN AVE | UST-2566 | Commercials | 1 | 1962-05-01 | Permanently Closed | 10000 | Heating Oil No.6
PAWTUCKET | 125 ESTEN REALTY, LLC | 125 ESTEN AVE | UST-2566 | Commercials | 2 | 1972-05-01 | Permanently Closed | 3000 | Gasoline
PAWTUCKET | 125 ESTEN REALTY, LLC | 125 ESTEN AVE | UST-2566 | Commercials | 3 | 1972-05-01 | Permanently Closed | 3000 | Gasoline
PAWTUCKET | 125 ESTEN REALTY, LLC | 125 ESTEN AVE | UST-2566 | Commercials | 4 | 1984-10-09 | Permanently Closed | 2000 | Diesel
PAWTUCKET | 125 ESTEN REALTY, LLC | 125 ESTEN AVE | UST-2566 | Commercials | 5 | 1984-10-09 | Permanently Closed | 1000 | Gasoline
PAWTUCKET | 1507 POST ROAD ASSOCIATES | 26 NORTH BEND ST | UST-3884 | Commercials | 1 | 1984-10-09 | Permanently Closed | 1000 | Heating Oil No.2
PAWTUCKET | 181 CONANT STREET | 181 CONANT ST | UST-4838 | Private Residence | 1 | null | Permanently Closed | 200000 | Heating Oil No.4 | Single Walled
PAWTUCKET | 182 FRONT STREET | 182 FRONT ST | UST-4106 | Commercials | 1 | 1984-10-09 | Permanently Closed | 10000 | Heating Oil No.4
PAWTUCKET | 182 FRONT STREET | 182 FRONT ST | UST-4106 | Commercials | 2 | 1984-10-09 | Permanently Closed | 25000 | Heating Oil No.4
PAWTUCKET | 19 MENDON AVENUE | 19 MENDON AVE | UST-18632 | Commercials | 1 | 1984-10-09 | Permanently Closed | 2000 | Gasoline
PAWTUCKET | 19 MENDON AVENUE | 19 MENDON AVE | UST-18632 | Commercials | 2 | 1984-10-09 | Permanently Closed | 2000 | Heating Oil No.2
PAWTUCKET | 19 MENDON AVENUE | 19 MENDON AVE | UST-18632 | Commercials | 3 | 1984-10-09 | Permanently Closed | 2000 | Heating Oil No.2
PAWTUCKET | 19 MENDON AVENUE | 19 MENDON AVE | UST-18632 | Commercials | 4 | 1984-10-09 | Permanently Closed | 2000 | Heating Oil No.2
PAWTUCKET | 200 ESTEN AVENUE PAWTUCKET | 200 ESTEN AVE | UST-4742 | Commercials | 1 | 1984-10-09 | Permanently Closed | 300 | Gasoline | Single Walled
PAWTUCKET | 210 FRONT STREET | 210 FRONT ST | UST-4107 | Commercials | 1 | 1984-10-09 | Permanently Closed | 20000 | Heating Oil No.4
PAWTUCKET | 211 WEEDEN STREET LLC | 211 WEEDEN ST | UST-4855 | Commercials | 1 | null | Permanently Closed | 5000 | Heating Oil No.4
PAWTUCKET | 250 REALTY ASSOCIATES LLC | 250 ESTEN AVE | UST-4494 | Commercials | 1 | 1984-10-09 | Permanently Closed | 15000 | Heating Oil No.2
PAWTUCKET | 250 REALTY ASSOCIATES LLC | 250 ESTEN AVE | UST-4494 | Commercials | 2 | 1984-10-09 | Permanently Closed | 5000 | Heating Oil No.2 | Single Walled
PAWTUCKET | 277 WEST AVENUE COMMERCIAL BLDG | 277 WEST AVE | UST-1005 | Commercials | 1 | 1955-02-01 | Permanently Closed | 1000 | Gasoline
PAWTUCKET | 277 WEST AVENUE COMMERCIAL BLDG | 277 WEST AVE | UST-1005 | Commercials | 2 | 1984-10-09 | Permanently Closed | 1000 | Heating Oil No.2 | Single Walled
PAWTUCKET | 292 DIVISION STREET | 292 DIVISION ST ST | UST-4917 | Multiple Residence | 1 | null | Permanently Closed | 275 | Heating Oil No.2
PAWTUCKET | 314 WOODBINE STREET | 314 WOODBINE ST | UST-18785 | Industrial | 1 | 1984-10-09 | Permanently Closed | 10000 | Heating Oil No.2 | Double Walled
PAWTUCKET | 314 WOODBINE STREET | 314 WOODBINE ST | UST-18785 | Industrial | 2 | 1984-10-09 | Permanently Closed | 10000 | Heating Oil No.2 | Double Walled
PAWTUCKET | 314 WOODBINE STREET | 314 WOODBINE ST | UST-18785 | Industrial | 3 | 1984-10-09 | Permanently Closed | 10000 | Gasoline | Single Walled
PAWTUCKET | 314 WOODBINE STREET | 314 WOODBINE ST | UST-18785 | Industrial | 4 | 1984-10-09 | Permanently Closed | 99 | Gasoline | Single Walled
PAWTUCKET | 314 WOODBINE STREET | 314 WOODBINE ST | UST-18785 | Industrial | 5 | 1984-10-09 | Permanently Closed | 99 | Gasoline | Single Walled
PAWTUCKET | 335 BARTON STREET, LLC | 335 BARTON ST | UST-3187 | Commercials | 1 | 1989-10-01 | In Use | 3000 | Heating Oil No.2
PAWTUCKET | 335 BARTON STREET, LLC | 335 BARTON ST | UST-3187 | Commercials | 2 | 1984-10-09 | Permanently Closed | 3000 | Heating Oil No.6
PAWTUCKET | 37 FREIGHT ST. LLC | 37 FREIGHT ST | UST-3948 | Commercials | 1 | 1984-10-09 | Permanently Closed | 6000 | Heating Oil No.4
PAWTUCKET | 4 UNIT APARTMENT BLDG. | 139 NEWPORT AVE | UST-4126 | Multiple Residence | 1 | 1984-10-09 | Permanently Closed | 1000 | Heating Oil No.2
PAWTUCKET | 41 CHERRY STREET | 41 CHERRY ST | UST-5062 | Other | 1 | null | Permanently Closed | 1000 | Heating Oil No.2
PAWTUCKET | 413 CENTRAL AVENUE | 413 CENTRAL | UST-4573 | Commercials | 1 | 1984-10-09 | Permanently Closed | 500 | Heating Oil No.2
PAWTUCKET | 435 WEST AVENUE COMMERCIAL BLDG | 435 WEST AVE | UST-4708 | Commercials | 1 | 1984-10-09 | Permanently Closed | 500 | Gasoline | Single Walled
PAWTUCKET | 435 WEST AVENUE COMMERCIAL BLDG | 435 WEST AVE | UST-4708 | Commercials | 2 | 1984-10-09 | Permanently Closed | 500 | Gasoline | Single Walled
PAWTUCKET | 44 WEST AVENUE ASSOCIATES | 44 WEST AVE | UST-18000 | Commercials | 1 | 1984-10-09 | Permanently Closed | 500 | Heating Oil No.2
PAWTUCKET | 45 DODGE STREET APARTMENT COMPLEX | 45 DODGE ST | UST-19283 | Multiple Residence | 1 | 1984-10-09 | Permanently Closed | 500 | Heating Oil No.2
PAWTUCKET | 48 UNDERWOOD ST | 48 UNDERWOOD ST | UST-4501 | Private Residence | 1 | 1984-10-09 | Permanently Closed | 2000 | Heating Oil No.2
PAWTUCKET | 48 UNDERWOOD ST | 48 UNDERWOOD ST | UST-4501 | Private Residence | 2 | 1984-10-09 | Permanently Closed | 100 | Gasoline
PAWTUCKET | 541 PAWTUCKET AVENUE COMMERCIAL BUILDING | 541 PAWTUCKET AVE | UST-4967 | Commercials | 1 | null | Permanently Closed | 20000 | Heating Oil No.2 | Single Walled
PAWTUCKET | 55 DELTADRIVE, LLC | 400 DIVISION ST | UST-1948 | Commercials | 1 | 1984-10-09 | Permanently Closed | 5000 | Diesel
PAWTUCKET | 55 DELTADRIVE, LLC | 400 DIVISION ST | UST-1948 | Commercials | 2 | 1984-10-09 | Permanently Closed | 10000 | Gasoline
PAWTUCKET | 55 DELTADRIVE, LLC | 400 DIVISION ST | UST-1948 | Commercials | 3 | 1984-10-09 | Permanently Closed | 10000 | Diesel
PAWTUCKET | 55 DELTADRIVE, LLC | 400 DIVISION ST | UST-1948 | Commercials | 4 | 1997-05-21 | Permanently Closed | 10000 | Diesel | Double Walled
PAWTUCKET | 55 DELTADRIVE, LLC | 400 DIVISION ST | UST-1948 | Commercials | 5 | 2006-04-26 | Permanently Closed | 20000 | Diesel | Double Walled
PAWTUCKET | 56-64 EXCHANGE STREET COMPLEX | 56-64 EXCHANGE ST | UST-4969 | Commercials | 1 | null | Permanently Closed | 1000 | Heating Oil No.2
PAWTUCKET | 560 MINERAL SPRING AVENUE ASSOCIATES, LLC | 558 MINERAL SPRING AVE | UST-4402 | Commercials | 1 | 1984-10-09 | Permanently Closed | 1000 | Heating Oil No.2
PAWTUCKET | 633 BENEFIT STREET 6 UNIT APARTMENT BUILDING | 633 BENEFIT ST | UST-4862 | Commercials | 1 | null | Permanently Closed | 1000 | Heating Oil No.2 | Single Walled
PAWTUCKET | 645 BROADWAY COMMERCIAL BLDG | 645 BROADWAY | UST-4698 | Commercials | 1 | 1984-10-09 | Permanently Closed | 3000 | Gasoline | Single Walled
PAWTUCKET | 645 BROADWAY COMMERCIAL BLDG | 645 BROADWAY | UST-4698 | Commercials | 2 | 1984-10-09 | Permanently Closed | 2000 | Gasoline | Single Walled
PAWTUCKET | 645 BROADWAY COMMERCIAL BLDG | 645 BROADWAY | UST-4698 | Commercials | 3 | 1984-10-09 | Permanently Closed | 3000 | Gasoline | Single Walled
PAWTUCKET | 645 BROADWAY COMMERCIAL BLDG | 645 BROADWAY | UST-4698 | Commercials | 4 | 1984-10-09 | Tank Not Found | 2000 | Gasoline
PAWTUCKET | 7-ELEVEN #41821 | 1253 NEWPORT AVE | UST-2033 | Gasoline Station | 1 | 1984-10-09 | Permanently Closed | 1000 | Heating Oil No.2
PAWTUCKET | 7-ELEVEN #41821 | 1253 NEWPORT AVE | UST-2033 | Gasoline Station | 2 | 1984-10-09 | Permanently Closed | 3000 | Heating Oil No.4
PAWTUCKET | 7-ELEVEN #41821 | 1253 NEWPORT AVE | UST-2033 | Gasoline Station | 3 | 1984-10-09 | Permanently Closed | 2000 | Heating Oil No.2
PAWTUCKET | 7-ELEVEN #41821 | 1253 NEWPORT AVE | UST-2033 | Gasoline Station | 4 | 1984-10-09 | Permanently Closed | 2000 | Heating Oil No.2
PAWTUCKET | 7-ELEVEN #41821 | 1253 NEWPORT AVE | UST-2033 | Gasoline Station | 5 | 2021-12-28 | In Use | 20000 | Gasoline | Double Walled | 2022-01-24
PAWTUCKET | 7-ELEVEN #41821 | 1253 NEWPORT AVE | UST-2033 | Gasoline Station | 6 | 2021-12-28 | In Use | 8000 | Gasoline |  | 2022-01-24
PAWTUCKET | 7-ELEVEN #41821 | 1253 NEWPORT AVE | UST-2033 | Gasoline Station | 7 | 2021-12-28 | In Use | 12000 | Diesel |  | 2022-01-24
PAWTUCKET | 87 SABIN STREET | 87 SABIN ST | UST-18411 | Industrial | 1 | 1984-10-09 | Permanently Closed | 10000 | Heating Oil No.2
PAWTUCKET | 87 SABIN STREET | 87 SABIN ST | UST-18411 | Industrial | 2 | 1984-10-09 | Permanently Closed | 10000 | Heating Oil No.6
PAWTUCKET | A & B PARTNERSHIP | 309-349 BROAD ST | UST-1070 | Gasoline Station | 1 | 1975-04-01 | Permanently Closed | 10000 | Gasoline
PAWTUCKET | A & B PARTNERSHIP | 309-349 BROAD ST | UST-1070 | Gasoline Station | 2 | 1975-04-01 | Permanently Closed | 10000 | Gasoline
PAWTUCKET | A & B PARTNERSHIP | 309-349 BROAD ST | UST-1070 | Gasoline Station | 3 | 1975-04-01 | Permanently Closed | 10000 | Gasoline
PAWTUCKET | A. CALDAS AUTO SALES | 616 WEEDEN ST | UST-3842 | Commercials | 1 | 1984-10-09 | Permanently Closed | 1500 | Gasoline
PAWTUCKET | ACE LAUNDRY, INC. | 80 COYLE AVE | UST-1821 | Industrial | 1 | 1986-04-01 | Permanently Closed | 10000 | Heating Oil No.6
PAWTUCKET | ACE LAUNDRY, INC. | 80 COYLE AVE | UST-1821 | Industrial | 2 | 1984-10-09 | Permanently Closed | 3000 | Motor Oil
PAWTUCKET | ACE LAUNDRY, INC. | 80 COYLE AVE | UST-1821 | Industrial | 3 | 1984-10-09 | Permanently Closed | 2000 | Gasoline
PAWTUCKET | ACTION CONTAINER | 1 CAMPBELL ST | UST-17331 | Commercials | 1 | 1984-10-09 | Permanently Closed | 6000 | Heating Oil No.2
PAWTUCKET | ADAMS FURNITURE | 65 EAST AVE | UST-19135 | Commercials | 1 | 1984-10-09 | Permanently Closed | 1000 | Heating Oil No.2
PAWTUCKET | ADAMSDALE CONCRETE, INC. | 551 WEEDEN ST | UST-1731 | Commercials | 1 | 1980-07-01 | Permanently Closed | 4000 | Diesel
PAWTUCKET | ADAMSDALE CONCRETE, INC. | 551 WEEDEN ST | UST-1731 | Commercials | 2 | 1978-07-01 | Permanently Closed | 550 | Heating Oil No.2
PAWTUCKET | ADAMSDALE CONCRETE, INC. | 551 WEEDEN ST | UST-1731 | Commercials | 3 | 1977-07-01 | Permanently Closed | 1000 | Heating Oil No.2
PAWTUCKET | ADMINISTRATION BUILDING | PARK PL | UST-1426 | City/Town Government | 1 | 1984-10-09 | Permanently Closed | 3000 | Heating Oil No.2
PAWTUCKET | AGNES T. LITTLE ELEMENTARY SCHOOL | 60 SOUTH BEND ST | UST-1419 | Education - Town | 1 | 1984-10-09 | Permanently Closed | 10000 | Heating Oil No.2
PAWTUCKET | AID MAINTENANCE COMPANY, INC. | 300 ROOSEVELT AVE | UST-23 | Commercials | 1 | 1979-12-01 | Permanently Closed | 2000 | Gasoline
PAWTUCKET | AL'S SERVICE CENTER | 1562 NEWPORT AVE | UST-90 | Gasoline Station | 1 | 1984-10-09 | Permanently Closed | 3000 | Gasoline
PAWTUCKET | AL'S SERVICE CENTER | 1562 NEWPORT AVE | UST-90 | Gasoline Station | 2 | 1955-02-01 | Permanently Closed | 5000 | Gasoline
PAWTUCKET | AL'S SERVICE CENTER | 1562 NEWPORT AVE | UST-90 | Gasoline Station | 3 | 1984-10-09 | Permanently Closed | 4000 | Diesel
PAWTUCKET | AL'S SERVICE CENTER | 1562 NEWPORT AVE | UST-90 | Gasoline Station | 4 | 1984-10-09 | Permanently Closed | 550 | Waste Oil
PAWTUCKET | AMAROL (FORMERLY RAYS AUTO) | 682 ARMISTICE BLVD | UST-15497 | Commercials | 1 | 1984-10-09 | Permanently Closed | 3000 | Gasoline
PAWTUCKET | AMAROL (FORMERLY RAYS AUTO) | 682 ARMISTICE BLVD | UST-15497 | Commercials | 2 | 1984-10-09 | Permanently Closed | 1000 | Gasoline
PAWTUCKET | AMAROL (FORMERLY RAYS AUTO) | 682 ARMISTICE BLVD | UST-15497 | Commercials | 3 | 1984-10-09 | Permanently Closed | 500 | Diesel
PAWTUCKET | AMAROL (FORMERLY RAYS AUTO) | 682 ARMISTICE BLVD | UST-15497 | Commercials | 4 | 1984-10-09 | Permanently Closed | 275 | Waste Oil
PAWTUCKET | AMCO, INC | 245 ESTEN AVE | UST-3527 | Commercials | 1 | 1975-02-01 | Permanently Closed | 12000 | Heating Oil No.4
PAWTUCKET | AMCO, INC | 245 ESTEN AVE | UST-3527 | Commercials | 2 | 1975-02-01 | Permanently Closed | 10000 | Heating Oil No.4
PAWTUCKET | AMERICAN DREAM POST & BEAM COMPANY | 41 MENDON AVE | UST-18256 | Commercials | 1 | 1984-10-09 | Permanently Closed | 1000 | Heating Oil No.2
PAWTUCKET | AMERICAN INSULATED WIRE CORP. | 36 FREEMAN ST | UST-1332 | Commercials | 1 | 1983-05-01 | Permanently Closed | 3000 | Diesel
PAWTUCKET | AMERICAN INSULATED WIRE CORP. | 36 FREEMAN ST | UST-1332 | Commercials | 2 | 1970-05-01 | Permanently Closed | 2000 | Gasoline
PAWTUCKET | AMERICAN INSULATED WIRE CORP. | 36 FREEMAN ST | UST-1332 | Commercials | 3 | 1984-10-09 | Permanently Closed | 150 | Kerosene
PAWTUCKET | AMERICAN INSULATED WIRE CORP. | 36 FREEMAN ST | UST-1332 | Commercials | 4 | 1984-10-09 | Permanently Closed | 500 | Kerosene
PAWTUCKET | AMERICAN INSULATED WIRE CORP. | 36 FREEMAN ST | UST-1332 | Commercials | 5 | 1984-10-09 | Permanently Closed | 500 | Heating Oil No.2
PAWTUCKET | AMERICAN INSULATED WIRE CORP. | 36 FREEMAN ST | UST-1332 | Commercials | 6 | 1984-10-09 | Permanently Closed | 55000 | Heating Oil No.6
PAWTUCKET | AMERICAN MATHEMATICAL SOCIETY | 35 MONTICELLO PL | UST-3484 | Education Private | 1 | 1984-10-09 | Permanently Closed | 2000 | Heating Oil No.2
PAWTUCKET | ANDRADE'S L & L SUNOCO | 736 BROADWAY | UST-2927 | Gasoline Station | 1 | 1967-12-01 | Permanently Closed | 4280 | Gasoline
PAWTUCKET | ANDRADE'S L & L SUNOCO | 736 BROADWAY | UST-2927 | Gasoline Station | 2 | 1967-12-01 | Permanently Closed | 4000 | Gasoline
PAWTUCKET | ANDRADE'S L & L SUNOCO | 736 BROADWAY | UST-2927 | Gasoline Station | 3 | 1967-12-01 | Permanently Closed | 4280 | Gasoline
PAWTUCKET | ANDRADE'S L & L SUNOCO | 736 BROADWAY | UST-2927 | Gasoline Station | 4 | 1984-10-09 | Permanently Closed | 55 | Waste Oil
PAWTUCKET | ANDRADE'S L & L SUNOCO | 736 BROADWAY | UST-2927 | Gasoline Station | 5 | 1984-10-09 | Permanently Closed | 55 | Waste Oil
PAWTUCKET | ANGELICA HEALTHCARE | 482 PAWTUCKET AVE | UST-1475 | Commercials | 1 | 1968-09-01 | Permanently Closed | 2000 | Diesel
PAWTUCKET | ANGELICA HEALTHCARE | 482 PAWTUCKET AVE | UST-1475 | Commercials | 2 | 1984-10-09 | Permanently Closed | 4630 | Heating Oil No.6
PAWTUCKET | ANGELICA HEALTHCARE | 482 PAWTUCKET AVE | UST-1475 | Commercials | 3 | 1989-11-01 | Permanently Closed | 10000 | Heating Oil No.4
PAWTUCKET | ANGELICA HEALTHCARE | 482 PAWTUCKET AVE | UST-1475 | Commercials | 4 | 1984-10-09 | Permanently Closed | 500 | Gasoline
PAWTUCKET | APARTMENT BUILDING | 126 WATERMAN ST | UST-19069 | Multiple Residence | 1 | 1960-01-01 | Permanently Closed | 2000 | Heating Oil No.2
PAWTUCKET | APARTMENT BUILDING | 584 WEEDEN ST | UST-19233 | Multiple Residence | 1 | 1984-10-09 | Permanently Closed | 4000 | Heating Oil No.2
PAWTUCKET | APARTMENT COMPLEX | 421 PROSPECT ST | UST-17475 | Commercials | 1 | 1984-10-09 | Permanently Closed | 1000 | Heating Oil No.2
PAWTUCKET | APARTMENT COMPLEX | 2-16 CAMAC ST | UST-18148 | Commercials | 1 | 1984-10-09 | Permanently Closed | 1000 | Heating Oil No.2
PAWTUCKET | APARTMENT COMPLEX | 219 WALCOTT ST | UST-18278 | Other | 1 | 1984-10-09 | Permanently Closed | 2000 | Heating Oil No.2
PAWTUCKET | APARTMENT COMPLEX | 219 WALCOTT ST | UST-18278 | Other | 2 | 1984-10-09 | Permanently Closed | 1000 | Heating Oil No.2
PAWTUCKET | APARTMENT COMPLEX | 48-50 GROVE ST | UST-18394 | Other | 1 | 1984-10-09 | Permanently Closed | 1000 | Heating Oil No.2
PAWTUCKET | APARTMENT HOUSE | 36 LYON ST | UST-18957 | Multiple Residence | 1 | 1984-10-09 | Permanently Closed | 2000 | Heating Oil No.2 | Single Walled
PAWTUCKET | APARTMENT HOUSE | 447 EAST AVE | UST-3856 | Multiple Residence | 1 | 1984-10-09 | Permanently Closed | 1000 | Heating Oil No.2
PAWTUCKET | APEX DEVELOPMENT CO. | 1 SCHOOL ST | UST-16081 | Commercials | 1 | 1984-10-09 | Permanently Closed | 500 | Waste Oil
PAWTUCKET | ARBEKA WEBBING COMPANY | 1135 ROOSEVELT AVE | UST-3080 | Commercials | 1 | 1979-06-01 | Permanently Closed | 10000 | Heating Oil No.2
PAWTUCKET | ARBEKA WEBBING COMPANY | 1135 ROOSEVELT AVE | UST-3080 | Commercials | 2 | 1997-06-19 | Permanently Closed | 5000 | Heating Oil No.2
PAWTUCKET | ARCHIE'S MEAT MARKET | 10 SARATOGA AVE | UST-15154 | Commercials | 1 | 1984-10-09 | Permanently Closed | 1000 | Gasoline
PAWTUCKET | ARCHIE'S MEAT MARKET | 10 SARATOGA AVE | UST-15154 | Commercials | 2 | 1984-10-09 | Permanently Closed | 1000 | Gasoline
PAWTUCKET | ARMISTICE BLVD. GAS & AUTO SERVICE | 296 ARMISTICE BLVD | UST-706 | Gasoline Station | 1 | 1984-10-09 | Permanently Closed | 4000 | Gasoline
PAWTUCKET | ARMISTICE BLVD. GAS & AUTO SERVICE | 296 ARMISTICE BLVD | UST-706 | Gasoline Station | 2 | 1984-10-09 | Permanently Closed | 4000 | Gasoline
PAWTUCKET | ARMISTICE BLVD. GAS & AUTO SERVICE | 296 ARMISTICE BLVD | UST-706 | Gasoline Station | 3 | 1979-04-01 | Permanently Closed | 8000 | Gasoline
PAWTUCKET | ARMISTICE BLVD. GAS & AUTO SERVICE | 296 ARMISTICE BLVD | UST-706 | Gasoline Station | 4 | 1988-07-11 | Permanently Closed | 8000 | Gasoline | Single Walled | 1988-07-11
PAWTUCKET | ARMISTICE BLVD. GAS & AUTO SERVICE | 296 ARMISTICE BLVD | UST-706 | Gasoline Station | 5 | 1988-07-11 | Permanently Closed | 10000 | Diesel | Single Walled | 1988-07-11
PAWTUCKET | ARMISTICE BLVD. GAS & AUTO SERVICE | 296 ARMISTICE BLVD | UST-706 | Gasoline Station | 6 | 1984-10-09 | Permanently Closed | 4000 | Gasoline
PAWTUCKET | ARMISTICE BLVD. GAS & AUTO SERVICE | 296 ARMISTICE BLVD | UST-706 | Gasoline Station | 7 | 1984-10-09 | Permanently Closed | 500 | Waste Oil
PAWTUCKET | ARMISTICE BLVD. GAS & AUTO SERVICE | 296 ARMISTICE BLVD | UST-706 | Gasoline Station | 8 | 1985-04-11 | Permanently Closed | 500 | Heating Oil No.2 | Single Walled
PAWTUCKET | ARMISTICE BLVD. GAS & AUTO SERVICE | 296 ARMISTICE BLVD | UST-706 | Gasoline Station | 9 | 1988-07-11 | Permanently Closed | 10000 | Gasoline | Single Walled | 1988-07-11
PAWTUCKET | ARMISTICE BLVD. GAS & AUTO SERVICE | 296 ARMISTICE BLVD | UST-706 | Gasoline Station | 10 | 2023-12-29 | In Use | 14000 | Gasoline
PAWTUCKET | ARMISTICE BLVD. GAS & AUTO SERVICE | 296 ARMISTICE BLVD | UST-706 | Gasoline Station | 11 | 2023-12-29 | In Use | 6000 | Gasoline
PAWTUCKET | ART'S SUNOCO | 326 CENTRAL AVE | UST-1602 | Gasoline Station | 1 | 1984-10-09 | Permanently Closed | 3000 | Gasoline
PAWTUCKET | ART'S SUNOCO | 326 CENTRAL AVE | UST-1602 | Gasoline Station | 2 | 1984-10-09 | Permanently Closed | 3000 | Gasoline
PAWTUCKET | ART'S SUNOCO | 326 CENTRAL AVE | UST-1602 | Gasoline Station | 3 | 1984-10-09 | Permanently Closed | 2000 | Gasoline
PAWTUCKET | ART'S SUNOCO | 326 CENTRAL AVE | UST-1602 | Gasoline Station | 4 | 1984-10-09 | Permanently Closed | 2000 | Gasoline
PAWTUCKET | ART'S SUNOCO | 326 CENTRAL AVE | UST-1602 | Gasoline Station | 5 | 1984-10-09 | Permanently Closed | 2000 | Gasoline
PAWTUCKET | ART'S SUNOCO | 326 CENTRAL AVE | UST-1602 | Gasoline Station | 6 | 1984-10-09 | Permanently Closed | 275 | Heating Oil No.2
PAWTUCKET | ART'S SUNOCO | 326 CENTRAL AVE | UST-1602 | Gasoline Station | 7 | 1984-10-09 | Permanently Closed | 550 | Waste Oil
PAWTUCKET | ART'S SUNOCO | 326 CENTRAL AVE | UST-1602 | Gasoline Station | 8 | 1999-09-21 | In Use | 8000 | Gasoline | Double Walled
PAWTUCKET | ART'S SUNOCO | 326 CENTRAL AVE | UST-1602 | Gasoline Station | 9 | 1999-09-21 | In Use | 5000 | Diesel | Double Walled
PAWTUCKET | ART'S SUNOCO | 326 CENTRAL AVE | UST-1602 | Gasoline Station | 10 | 1999-09-21 | In Use | 3000 | Gasoline | Double Walled
PAWTUCKET | ATLANTIC PAPER & TWINE CO., INC. | 85 YORK AVE | UST-16541 | Other | 1 | 1984-10-09 | Permanently Closed | 2000 | Gasoline
PAWTUCKET | ATLANTIC PAPER & TWINE CO., INC. | 85 YORK AVE | UST-16541 | Other | 2 | 1984-10-09 | Permanently Closed | 3000 | Heating Oil No.2
PAWTUCKET | ATTCUM INDUSTRIES | P.O. BOX 752 | UST-1847 | Industrial | 1 | 1975-05-01 | Permanently Closed | 550 | Diesel
PAWTUCKET | AZAR'S SERVICE STATION | HUNT & WASHINGTON ST | UST-531 | Gasoline Station | 1 | 1950-04-01 | Permanently Closed | 3000 | Gasoline
PAWTUCKET | AZAR'S SERVICE STATION | HUNT & WASHINGTON ST | UST-531 | Gasoline Station | 2 | 1950-04-01 | Permanently Closed | 3000 | Gasoline
PAWTUCKET | AZAR'S SERVICE STATION | HUNT & WASHINGTON ST | UST-531 | Gasoline Station | 3 | 1977-04-01 | Permanently Closed | 3000 | Gasoline
PAWTUCKET | AZAR'S SERVICE STATION | HUNT & WASHINGTON ST | UST-531 | Gasoline Station | 4 | 1980-04-01 | Permanently Closed | 4000 | Gasoline
PAWTUCKET | B & M RACK COMPANY | 50 PATTERSON AVE | UST-16867 | Commercials | 1 | 1984-10-09 | Permanently Closed | 1000 | Heating Oil No.2
PAWTUCKET | B & M RACK COMPANY | 50 PATTERSON AVE | UST-16867 | Commercials | 2 | 1984-10-09 | Permanently Closed | 1000 | Heating Oil No.2
PAWTUCKET | B AND L AUTO SALES | 824 LONSDALE AVE | UST-16229 | Commercials | 1 | 1984-10-09 | Permanently Closed | 4000 | Diesel
PAWTUCKET | B AND L AUTO SALES | 824 LONSDALE AVE | UST-16229 | Commercials | 2 | 1984-10-09 | Permanently Closed | 2000 | Gasoline
PAWTUCKET | B AND L AUTO SALES | 824 LONSDALE AVE | UST-16229 | Commercials | 3 | 1984-10-09 | Permanently Closed | 2000 | Gasoline
PAWTUCKET | B AND L AUTO SALES | 824 LONSDALE AVE | UST-16229 | Commercials | 4 | 1984-10-09 | Permanently Closed | 2000 | Gasoline
PAWTUCKET | B AND L AUTO SALES | 824 LONSDALE AVE | UST-16229 | Commercials | 5 | 1984-10-09 | Permanently Closed | 500 | Waste Oil
PAWTUCKET | B AND L AUTO SALES | 824 LONSDALE AVE | UST-16229 | Commercials | 6 | 1984-10-09 | Permanently Closed | 500 | Heating Oil No.2
PAWTUCKET | B.J. KIRK TRANSPORTATION COMPANY | 650 ROOSEVELT AVE | UST-2965 | Commercials | 1 | 1975-11-01 | Permanently Closed | 10000 | Diesel
PAWTUCKET | B.V. MEDICAL | 279 SCHOOL ST | UST-16292 | Other | 1 | 1984-10-09 | Permanently Closed | 2000 | Diesel
PAWTUCKET | B.V. MEDICAL | 279 SCHOOL ST | UST-16292 | Other | 2 | 1984-10-09 | Permanently Closed | 10000 | Gasoline
PAWTUCKET | BACCOLARI LLC | 1110 CENTRAL AVE | UST-524 | Commercials | 1 | 1975-04-01 | Permanently Closed | 3000 | Diesel
PAWTUCKET | BACCOLARI LLC | 1110 CENTRAL AVE | UST-524 | Commercials | 2 | 1984-10-09 | Permanently Closed | 1000 | Gasoline
PAWTUCKET | BACCOLARI LLC | 1110 CENTRAL AVE | UST-524 | Commercials | 3 | 1997-01-20 | Permanently Closed | 25000 | Heating Oil No.4
PAWTUCKET | BALDWIN SCHOOL | 50 WHITMAN ST | UST-1416 | Education - Town | 1 | 1974-07-01 | Permanently Closed | 5000 | Heating Oil No.2
PAWTUCKET | BALDWIN SCHOOL | 50 WHITMAN ST | UST-1416 | Education - Town | 2 | 1963-07-01 | Permanently Closed | 6000 | Heating Oil No.4
PAWTUCKET | BALDWIN SCHOOL | 50 WHITMAN ST | UST-1416 | Education - Town | 3 | 1984-10-09 | Permanently Closed | 500 | Diesel
PAWTUCKET | BARTON STREET NEIGHBORHOOD, L.P. | 48 CHERRY ST | UST-19036 | Multiple Residence | 1 | 1984-10-09 | Permanently Closed | 2000 | Heating Oil No.2
PAWTUCKET | BARTON STREET NEIGHBORHOOD, L.P. | 48 CHERRY ST | UST-19036 | Multiple Residence | 2 | 1984-10-09 | Permanently Closed | 2000 | Heating Oil No.2
PAWTUCKET | BERARD OIL COMPANY | 1063 LONSDALE AVE | UST-959 | Gasoline Station | 1 | 1947-04-01 | Permanently Closed | 500 | Heating Oil No.2
PAWTUCKET | BERARD OIL COMPANY | 1063 LONSDALE AVE | UST-959 | Gasoline Station | 2 | 1947-04-01 | Permanently Closed | 20000 | Heating Oil No.2
PAWTUCKET | BERARD OIL COMPANY | 1063 LONSDALE AVE | UST-959 | Gasoline Station | 3 | 1947-04-01 | Permanently Closed | 20000 | Heating Oil No.2
PAWTUCKET | BERARD OIL COMPANY | 1063 LONSDALE AVE | UST-959 | Gasoline Station | 4 | 1947-04-01 | Permanently Closed | 20000 | Heating Oil No.2
PAWTUCKET | BERARD OIL COMPANY | 1063 LONSDALE AVE | UST-959 | Gasoline Station | 5 | 1966-04-01 | Permanently Closed | 4000 | Gasoline
PAWTUCKET | BERARD OIL COMPANY | 1063 LONSDALE AVE | UST-959 | Gasoline Station | 6 | 1966-04-01 | Permanently Closed | 4000 | Gasoline
PAWTUCKET | BERARD OIL COMPANY | 1063 LONSDALE AVE | UST-959 | Gasoline Station | 7 | 1966-04-01 | Permanently Closed | 4000 | Gasoline
PAWTUCKET | BERARD OIL COMPANY | 1063 LONSDALE AVE | UST-959 | Gasoline Station | 8 | 1977-04-01 | Permanently Closed | 5000 | Diesel
PAWTUCKET | BERARD OIL COMPANY | 1063 LONSDALE AVE | UST-959 | Gasoline Station | 9 | 1984-10-09 | Permanently Closed | 1000 | Waste Oil
PAWTUCKET | BERNARD J. KIRK | 672 ROOSEVELT AVE | UST-2104 | Private Residence | 1 | 1945-05-01 | Permanently Closed | 2000 | Gasoline
PAWTUCKET | BERT'S GARAGE | 145 BENEFIT ST | UST-3218 | Gasoline Station | 1 | 1984-10-09 | Permanently Closed | 2000 | Diesel
PAWTUCKET | BERT'S GARAGE | 145 BENEFIT ST | UST-3218 | Gasoline Station | 2 | 1984-10-09 | Permanently Closed | 2000 | Diesel
PAWTUCKET | BERT'S GARAGE | 145 BENEFIT ST | UST-3218 | Gasoline Station | 3 | 1984-10-09 | Permanently Closed | 3000 | Gasoline
PAWTUCKET | BERT'S GARAGE | 145 BENEFIT ST | UST-3218 | Gasoline Station | 4 | 1984-10-09 | Permanently Closed | 6000 | Gasoline
PAWTUCKET | BERT'S GARAGE | 145 BENEFIT ST | UST-3218 | Gasoline Station | 5 | 1984-10-09 | Permanently Closed | 6000 | Gasoline
PAWTUCKET | BERT'S GARAGE | 145 BENEFIT ST | UST-3218 | Gasoline Station | 6 | 1984-10-09 | Permanently Closed | 275 | Waste Oil
PAWTUCKET | BESS EATON | 1242 NEWPORT AVE | UST-3878 | Commercials | 1 | 1984-10-09 | Permanently Closed | 1000 | Gasoline
PAWTUCKET | BESS EATON | 1242 NEWPORT AVE | UST-3878 | Commercials | 2 | 1984-10-09 | Permanently Closed | 1000 | Heating Oil No.2
PAWTUCKET | BESTWAY FOOD STORE | 823 NEWPORT AVE | UST-591 | Gasoline Station | 1 | 1977-04-01 | Permanently Closed | 10000 | Gasoline
PAWTUCKET | BESTWAY FOOD STORE | 823 NEWPORT AVE | UST-591 | Gasoline Station | 2 | 1986-06-01 | Permanently Closed | 8000 | Diesel | Single Walled
PAWTUCKET | BESTWAY FOOD STORE | 823 NEWPORT AVE | UST-591 | Gasoline Station | 3 | 1977-04-01 | Permanently Closed | 10000 | Gasoline
PAWTUCKET | BESTWAY FOOD STORE | 823 NEWPORT AVE | UST-591 | Gasoline Station | 4 | 1986-06-01 | Permanently Closed | 8000 | Gasoline | Single Walled
PAWTUCKET | BESTWAY FOOD STORE | 823 NEWPORT AVE | UST-591 | Gasoline Station | 5 | 1977-04-01 | Permanently Closed | 10000 | Gasoline
PAWTUCKET | BESTWAY FOOD STORE | 823 NEWPORT AVE | UST-591 | Gasoline Station | 6 | 1986-06-01 | Permanently Closed | 8000 | Gasoline | Single Walled
PAWTUCKET | BESTWAY FOOD STORE | 823 NEWPORT AVE | UST-591 | Gasoline Station | 7 | 1984-10-09 | Permanently Closed | 1000 | Heating Oil No.2
PAWTUCKET | BESTWAY FOOD STORE | 823 NEWPORT AVE | UST-591 | Gasoline Station | 8 | 2010-10-27 | In Use | 10000 | Gasoline | Double Walled
PAWTUCKET | BESTWAY FOOD STORE | 823 NEWPORT AVE | UST-591 | Gasoline Station | 9 | 2010-10-27 | In Use | 5000 | Gasoline | Double Walled
PAWTUCKET | BESTWAY FOOD STORE | 823 NEWPORT AVE | UST-591 | Gasoline Station | 10 | 2010-10-27 | In Use | 10000 | Gasoline | Double Walled
PAWTUCKET | BESTWAY FOOD STORE | 823 NEWPORT AVE | UST-591 | Gasoline Station | 11 | 2010-10-27 | In Use | 5000 | Diesel | Double Walled
PAWTUCKET | BETA REALTY CORPORATION | 5 CARPENTER ST | UST-4480 | Commercials | 1 | 1984-10-09 | Permanently Closed | 5000 | Heating Oil No.2
PAWTUCKET | BETHANY BAPTIST CHURCH | 182 SAYLES AVE | UST-4029 | Other | 1 | 1984-10-09 | Permanently Closed | 275 | Heating Oil No.2
PAWTUCKET | BILL QUATTROCCI | 113 POWER RD/160 SMITHFIELD AV | UST-17207 | Other | 1 | 1984-10-09 | Permanently Closed | 1000 | Heating Oil No.2
PAWTUCKET | BILL QUATTROCCI | 113 POWER RD/160 SMITHFIELD AV | UST-17207 | Other | 2 | 1984-10-09 | Permanently Closed | 1000 | Heating Oil No.2
PAWTUCKET | BILTMORE FURNITURE | 523 MAIN ST | UST-15783 | Commercials | 1 | 1984-10-09 | Permanently Closed | 1000 | Gasoline
PAWTUCKET | BLACKSTONE DISTRIBUTION CENTER LLC | 1 MOSHASSUCK ST | UST-18205 | Industrial | 1 | 1984-10-09 | Permanently Closed | 10000 | Hazardous Substance
PAWTUCKET | BLACKSTONE DISTRIBUTION CENTER LLC | 1 MOSHASSUCK ST | UST-18205 | Industrial | 2 | 1984-10-09 | Permanently Closed | 7610 | Hazardous Substance
PAWTUCKET | BLACKSTONE DISTRIBUTION CENTER LLC | 1 MOSHASSUCK ST | UST-18205 | Industrial | 3 | 1984-10-09 | Permanently Closed | 7610 | Hazardous Substance
PAWTUCKET | BLACKSTONE DISTRIBUTION CENTER LLC | 1 MOSHASSUCK ST | UST-18205 | Industrial | 4 | 1984-10-09 | Permanently Closed | 20000 | Heating Oil No.6
PAWTUCKET | BLACKSTONE DISTRIBUTION CENTER LLC | 1 MOSHASSUCK ST | UST-18205 | Industrial | 5 | 1984-10-09 | Permanently Closed | 20000 | Heating Oil No.6
PAWTUCKET | BLACKSTONE DISTRIBUTION CENTER LLC | 1 MOSHASSUCK ST | UST-18205 | Industrial | 6 | null | Permanently Closed | 1000 | Unknown - UST Closure
PAWTUCKET | BLACKSTONE DISTRIBUTION CENTER LLC | 1 MOSHASSUCK ST | UST-18205 | Industrial | 7 | null | Permanently Closed | 1000 | Unknown - UST Closure
PAWTUCKET | BLACKSTONE DISTRIBUTION CENTER LLC | 1 MOSHASSUCK ST | UST-18205 | Industrial | 8 | null | Abandoned | 1000 | Unknown - UST Closure
PAWTUCKET | BLACKSTONE DISTRIBUTION CENTER LLC | 1 MOSHASSUCK ST | UST-18205 | Industrial | 9 | null | Abandoned | 1000 | Unknown - UST Closure
PAWTUCKET | BLACKSTONE DISTRIBUTION CENTER LLC | 1 MOSHASSUCK ST | UST-18205 | Industrial | 10 | null | Abandoned | 1000 | Unknown - UST Closure
PAWTUCKET | BLACKSTONE DISTRIBUTION CENTER LLC | 1 MOSHASSUCK ST | UST-18205 | Industrial | 11 | null | Abandoned | 1000 | Unknown - UST Closure
PAWTUCKET | BLACKSTONE LANDING | CENTRAL & FRONT ST | UST-15604 | Commercials | 1 | 1984-10-09 | Permanently Closed | 1100 | Gasoline
PAWTUCKET | BLACKSTONE VALLEY COMM. HEALTH CARE | 42 PARK PL | UST-15893 | Commercials | 1 | 1940-06-01 | Permanently Closed | 3000 | Heating Oil No.2
PAWTUCKET | BLACKSTONE VALLEY COMM. HEALTH CARE | 42 PARK PL | UST-15893 | Commercials | 2 | 1940-06-01 | Permanently Closed | 2000 | Heating Oil No.2
PAWTUCKET | BLACKSTONE VALLEY COMM. HEALTH CARE | 42 PARK PL | UST-15893 | Commercials | 3 | 1984-10-09 | Permanently Closed | 2000 | Heating Oil No.2
PAWTUCKET | BLACKSTONE VALLEY ELECTRIC COMPANY - #1 | MERRY ST | UST-568 | Industrial | 1 | 1962-04-01 | Permanently Closed | 5000 | Not Listed
PAWTUCKET | BLACKSTONE VALLEY ELECTRIC COMPANY - #1 | MERRY ST | UST-568 | Industrial | 2 | 1984-10-09 | Permanently Closed | 21000 | Heating Oil No.6
PAWTUCKET | BLACKSTONE VALLEY ELECTRIC COMPANY - #1 | MERRY ST | UST-568 | Industrial | 3 | 1984-10-09 | Permanently Closed | 21000 | Heating Oil No.6
PAWTUCKET | BLACKSTONE VALLEY MEDICAL BUILDING | 333 SCHOOL ST | UST-2379 | Commercials | 1 | 1984-10-09 | Permanently Closed | 10000 | Heating Oil No.2
PAWTUCKET | BOWERS REALTY, INC. | 79 DIVISION ST | UST-829 | Commercials | 1 | 1976-04-01 | Permanently Closed | 20000 | Heating Oil No.2
PAWTUCKET | BOWERS REALTY, INC. | 79 DIVISION ST | UST-829 | Commercials | 2 | 1976-04-01 | Permanently Closed | 2000 | Heating Oil No.2
PAWTUCKET | BOWERS REALTY, INC. | 79 DIVISION ST | UST-829 | Commercials | 3 | 1976-04-01 | Permanently Closed | 2000 | Gasoline
PAWTUCKET | BOWERS REALTY, INC. | 79 DIVISION ST | UST-829 | Commercials | 4 | 1976-04-01 | Permanently Closed | 275 | Waste Oil
PAWTUCKET | BOWERS REALTY, INC. | 79 DIVISION ST | UST-829 | Commercials | 5 | 1976-04-01 | Permanently Closed | 335 | Heating Oil No.2
PAWTUCKET | BOWERS REALTY, INC. | 79 DIVISION ST | UST-829 | Commercials | 6 | 1976-04-01 | Permanently Closed | 275 | Heating Oil No.2
PAWTUCKET | BOYS AND GIRLS CLUB OF PAWTUCKET | 1 MOELLER PL | UST-3086 | Private Residence | 1 | 1973-01-01 | In Use | 4000 | Heating Oil No.2
PAWTUCKET | BOYS AND GIRLS CLUB OF PAWTUCKET | 1 MOELLER PL | UST-3086 | Private Residence | 2 | 1984-10-09 | Permanently Closed | 2000 | Heating Oil No.2
PAWTUCKET | BRADCO SUPPLY COMPANY | 295 BEVERAGE HILL AVE | UST-17058 | Commercials | 1 | 1984-10-09 | Permanently Closed | 3000 | Heating Oil No.2
PAWTUCKET | BRADCO SUPPLY COMPANY | 295 BEVERAGE HILL AVE | UST-17058 | Commercials | 2 | 1984-10-09 | Permanently Closed | 1000 | Heating Oil No.2
PAWTUCKET | BRAKE & ELECTRIC SALES CORP. | 245 YORK AVE | UST-15191 | Industrial | 1 | 1971-05-01 | Permanently Closed | 4000 | Gasoline
PAWTUCKET | BRAKE & ELECTRIC SALES CORP. | 245 YORK AVE | UST-15191 | Industrial | 2 | 1971-05-01 | Permanently Closed | 4000 | Gasoline
PAWTUCKET | BREWSTER INDUSTRIES | 208 DEXTER ST | UST-15314 | Industrial | 1 | 1984-10-09 | Permanently Closed | 4000 | Gasoline
PAWTUCKET | BREWSTER INDUSTRIES | 208 DEXTER ST | UST-15314 | Industrial | 2 | 1984-10-09 | Permanently Closed | 6000 | Gasoline
PAWTUCKET | BREWSTER INDUSTRIES | 208 DEXTER ST | UST-15314 | Industrial | 3 | 1984-10-09 | Permanently Closed | 1000 | Gasoline
PAWTUCKET | BREWSTER INDUSTRIES | 208 DEXTER ST | UST-15314 | Industrial | 4 | 1984-10-09 | Permanently Closed | 1000 | Gasoline
PAWTUCKET | BREWSTER INDUSTRIES | 208 DEXTER ST | UST-15314 | Industrial | 5 | 1984-10-09 | Permanently Closed | 1000 | Gasoline
PAWTUCKET | BREWSTER INDUSTRIES | 208 DEXTER ST | UST-15314 | Industrial | 6 | 1984-10-09 | Permanently Closed | 3000 | Diesel
PAWTUCKET | BREWSTER INDUSTRIES | 208 DEXTER ST | UST-15314 | Industrial | 7 | 1984-10-09 | Permanently Closed | 3000 | Diesel
PAWTUCKET | BREWSTER INDUSTRIES | 208 DEXTER ST | UST-15314 | Industrial | 8 | 1984-10-09 | Permanently Closed | 1200 | Gasoline
PAWTUCKET | BREWSTER INDUSTRIES | 208 DEXTER ST | UST-15314 | Industrial | 9 | 1984-10-09 | Permanently Closed | 1200 | Gasoline
PAWTUCKET | BREWSTER INDUSTRIES | 208 DEXTER ST | UST-15314 | Industrial | 10 | 1984-10-09 | Permanently Closed | 3000 | Gasoline
PAWTUCKET | BREWSTER INDUSTRIES | 208 DEXTER ST | UST-15314 | Industrial | 11 | 1984-10-09 | Permanently Closed | 3000 | Gasoline
PAWTUCKET | BREWSTER INDUSTRIES | 208 DEXTER ST | UST-15314 | Industrial | 12 | 1984-10-09 | Permanently Closed | 2000 | Unknown
PAWTUCKET | BREWSTER INDUSTRIES | 208 DEXTER ST | UST-15314 | Industrial | 13 | 1984-10-09 | Permanently Closed | 2000 | Unknown
PAWTUCKET | BROADWAY APARTMENTS | 142-144 BROADWAY | UST-3193 | Commercials | 1 | 1970-05-01 | Permanently Closed | 1000 | Heating Oil No.2
PAWTUCKET | BROADWAY STREET HOLDINGS, INC. | 169 GEORGE ST | UST-18511 | Other | 1 | 1984-10-09 | Permanently Closed | 2000 | Heating Oil No.2
PAWTUCKET | BROADWAY TIRE, INC. | 588 BROADWAY ST | UST-414 | Commercials | 1 | 1980-04-01 | Permanently Closed | 10000 | Gasoline
PAWTUCKET | BROADWAY TIRE, INC. | 588 BROADWAY ST | UST-414 | Commercials | 2 | 1984-10-09 | Permanently Closed | 550 | Waste Oil
PAWTUCKET | BROOKS DRUG | 75 SABIN ST | UST-1795 | Commercials | 1 | 1978-05-01 | Permanently Closed | 10000 | Diesel
PAWTUCKET | BROOKS DRUG | 75 SABIN ST | UST-1795 | Commercials | 2 | 1984-10-09 | Permanently Closed | 6000 | Diesel
PAWTUCKET | BROOKS DRUG | 75 SABIN ST | UST-1795 | Commercials | 3 | 1984-10-09 | Permanently Closed | 23500 | Heating Oil No.6
PAWTUCKET | BROOKS DRUG | 75 SABIN ST | UST-1795 | Commercials | 4 | 1984-10-09 | Permanently Closed | 23500 | Heating Oil No.6
PAWTUCKET | BTS TIRE AND SERVICE | 580 PAWTUCKET AVE | UST-4926 | Industrial | 1 | null | Permanently Closed | 550 | Gasoline
PAWTUCKET | BTS TIRE AND SERVICE | 580 PAWTUCKET AVE | UST-4926 | Industrial | 2 | null | Permanently Closed | 550 | Gasoline
PAWTUCKET | BURNER PARTS, INC. | 68 CROSS ST | UST-3821 | Commercials | 1 | 1984-10-09 | Permanently Closed | 1000 | Heating Oil No.2
PAWTUCKET | BURNER PARTS, INC. | 68 CROSS ST | UST-3821 | Commercials | 2 | 1979-08-01 | Permanently Closed | 5000 | Gasoline
PAWTUCKET | BUSY BEE AUTO | 611 WEEDEN ST | UST-515 | Commercials | 1 | 1956-04-01 | Permanently Closed | 10000 | Gasoline
PAWTUCKET | BUSY BEE AUTO | 611 WEEDEN ST | UST-515 | Commercials | 2 | 1956-04-01 | Permanently Closed | 1000 | Gasoline
PAWTUCKET | BUSY BEE AUTO | 611 WEEDEN ST | UST-515 | Commercials | 3 | 1956-04-01 | Permanently Closed | 1000 | Heating Oil No.2
PAWTUCKET | BUSY BEE AUTO | 611 WEEDEN ST | UST-515 | Commercials | 4 | null | Permanently Closed | 1000 | Gasoline | Single Walled
PAWTUCKET | BUTLER & MESSIER, INC. | 1401 NEWPORT AVE | UST-16866 | Commercials | 1 | 1984-10-09 | Permanently Closed | 1000 | Heating Oil No.2
PAWTUCKET | BVS REALTY LLC | 25 ANDREW FERLAND WAY | UST-4387 | Commercials | 1 | 1984-10-09 | Permanently Closed | 2000 | Heating Oil No.2
PAWTUCKET | C & M AUTO SALES | 262 CENTRAL AVE | UST-19096 | Commercials | 1 | 1984-10-09 | Permanently Closed | 275 | Waste Oil
PAWTUCKET | CALA REALTY, INC, | 506 YORK AVE | UST-19237 | Commercials | 1 | 1984-10-09 | Permanently Closed | 500 | Heating Oil No.2
PAWTUCKET | CALORE/COOK TRANS., INC. | 500 MOCHASSOCK DR | UST-1792 | Commercials | 1 | 1976-05-01 | Permanently Closed | 4000 | Diesel
PAWTUCKET | CARITAS HOUSE GROUP HOME | 166 PAWTUCKET AVE | UST-15962 | Other | 1 | 1984-10-09 | Permanently Closed | 3000 | Heating Oil No.2
PAWTUCKET | CARLTON WIRE | 1152 HIGH ST | UST-16362 | Industrial | 1 | 1984-10-09 | Permanently Closed | 10000 | Heating Oil No.2
PAWTUCKET | CASA DE ORACION GETSEMANI"" | 1082 NEWPORT AVE | UST-19315 | Commercials | 1 | 1984-10-09 | In Use | 1000 | Heating Oil No.2
PAWTUCKET | CENTRAL CLEANERS | 744 DEXTER ST | UST-15716 | Commercials | 1 | 1984-10-09 | Permanently Closed | 500 | Kerosene
PAWTUCKET | CENTRAL FALLS COMMUNITY CENTER | 361 COWDEN ST | UST-16419 | City/Town Government | 1 | 1984-10-09 | Permanently Closed | 3800 | Heating Oil No.2
PAWTUCKET | CENTRAL FALLS CREDIT UNION | 786-788 BROAD ST | UST-15306 | Other | 1 | 1984-10-09 | Permanently Closed | 550 | Gasoline
PAWTUCKET | CENTRAL FALLS GLASS CO. | 481 BROAD ST | UST-2508 | Commercials | 1 | 1965-08-01 | Permanently Closed | 750 | Heating Oil No.2
PAWTUCKET | CENTRAL FALLS PUBLIC WORKS DEPARTMENT | 53 RIVER ST | UST-2789 | City/Town Government | 1 | 1972-10-01 | Permanently Closed | 5000 | Gasoline
PAWTUCKET | CENTRAL FALLS PUBLIC WORKS DEPARTMENT | 53 RIVER ST | UST-2789 | City/Town Government | 2 | 1984-10-09 | Permanently Closed | 2000 | Heating Oil No.2
PAWTUCKET | CENTRAL FALLS PUBLIC WORKS DEPARTMENT | 53 RIVER ST | UST-2789 | City/Town Government | 3 | 1984-10-09 | Permanently Closed | 1500 | Gasoline
PAWTUCKET | CENTRAL FALLS SCHOOL DEPARTMENT | 134 FULLER AVE | UST-2178 | City/Town Government | 1 | 1984-10-09 | Permanently Closed | 5000 | Heating Oil No.2
PAWTUCKET | CENTRAL FALLS SCHOOL DEPARTMENT | 134 FULLER AVE | UST-2178 | City/Town Government | 2 | 1984-10-09 | Permanently Closed | 2000 | Heating Oil No.2
PAWTUCKET | CENTRAL PAPER | 400 GLEMWOOD AVE | UST-16103 | Commercials | 1 | 1971-10-01 | Permanently Closed | 1000 | Diesel
PAWTUCKET | CENTRAL PAPER | 400 GLEMWOOD AVE | UST-16103 | Commercials | 2 | 1971-10-01 | Permanently Closed | 2000 | Gasoline
PAWTUCKET | CENTRAL PAPER | 400 GLEMWOOD AVE | UST-16103 | Commercials | 3 | 1971-10-01 | Permanently Closed | 3000 | Heating Oil No.2
PAWTUCKET | CHAMP'S GARAGE | 65 PERRY ST | UST-16985 | Commercials | 1 | 1984-10-09 | Permanently Closed | 1000 | Kerosene
PAWTUCKET | CHAMP'S GARAGE | 65 PERRY ST | UST-16985 | Commercials | 2 | 1984-10-09 | Permanently Closed | 1000 | Gasoline
PAWTUCKET | CHARISMA CHRISTIAN BOOK & GIFT HOUSE | 114 SMITHFIELD AVE | UST-18277 | Commercials | 1 | 1984-10-09 | Permanently Closed | 500 | Heating Oil No.2
PAWTUCKET | CHATEAU ANNE APARTMENTS | 84 FALES ST | UST-3654 | Commercials | 1 | 1981-02-01 | Permanently Closed | 1000 | Diesel
PAWTUCKET | CHN ANODIZING | 65 WOODLAWN AVE | UST-4416 | Commercials | 1 | 1984-10-09 | Permanently Closed | 2000 | Heating Oil No.2
PAWTUCKET | CHURCH OF ST. TERESA OF THE CHILD JESUS | 354 NEWPORT AVE | UST-3636 | Other | 1 | 1984-10-09 | Permanently Closed | 3000 | Heating Oil No.2
PAWTUCKET | CHURCH OF THE ADVENT | 496 PAWTUCKET AVE | UST-4101 | Commercials | 1 | 1984-10-09 | Permanently Closed | 1000 | Heating Oil No.2
PAWTUCKET | CITY OF PAWTUCKET | 137 ROOSEVELT AVE | UST-2524 | City/Town Government | 1 | 1987-03-01 | Permanently Closed | 6000 | Heating Oil No.2
PAWTUCKET | CITY OF PAWTUCKET | 250 ARMISTICE BLVD | UST-2713 | City/Town Government | 1 | 1962-01-01 | Abandoned | 1000 | Heating Oil No.2
PAWTUCKET | CITY OF PAWTUCKET DEPT. OF PUBLIC WORKS | 250 ARMISTICE BLVD | UST-1587 | Commercials | 1 | 1968-05-01 | Permanently Closed | 10000 | Gasoline
PAWTUCKET | CITY OF PAWTUCKET DEPT. OF PUBLIC WORKS | 250 ARMISTICE BLVD | UST-1587 | Commercials | 2 | 1979-05-01 | Permanently Closed | 10000 | Gasoline
PAWTUCKET | CITY OF PAWTUCKET DEPT. OF PUBLIC WORKS | 250 ARMISTICE BLVD | UST-1587 | Commercials | 3 | 1979-05-01 | Permanently Closed | 5000 | Diesel
PAWTUCKET | CITY OF PAWTUCKET DEPT. OF PUBLIC WORKS | 250 ARMISTICE BLVD | UST-1587 | Commercials | 4 | 1945-05-01 | Permanently Closed | 15000 | Gasoline
PAWTUCKET | CITY OF PAWTUCKET DEPT. OF PUBLIC WORKS | 250 ARMISTICE BLVD | UST-1587 | Commercials | 5 | 1984-05-01 | Permanently Closed | 4000 | Heating Oil No.2
PAWTUCKET | CITY OF PAWTUCKET DEPT. OF PUBLIC WORKS | 250 ARMISTICE BLVD | UST-1587 | Commercials | 7 | 1984-10-09 | Permanently Closed | 3000 | Heating Oil No.2 | Single Walled
PAWTUCKET | CITY OF PAWTUCKET DEPT. OF PUBLIC WORKS | 250 ARMISTICE BLVD | UST-1587 | Commercials | 8 | 1999-09-07 | Permanently Closed | 5000 | Diesel | Double Walled
PAWTUCKET | CITY OF PAWTUCKET DEPT. OF PUBLIC WORKS | 250 ARMISTICE BLVD | UST-1587 | Commercials | 9 | 1999-09-07 | Permanently Closed | 10000 | Gasoline | Double Walled
PAWTUCKET | CITY OF PAWTUCKET DEPT. OF PUBLIC WORKS | 250 ARMISTICE BLVD | UST-1587 | Commercials | 10 | 1984-10-09 | Permanently Closed | 750 | Heating Oil No.6 | Single Walled
PAWTUCKET | CITY OF PAWTUCKET FIRE STATION | 301 SMITH AVE | UST-2708 | City/Town Government | 1 | 1984-10-09 | In Use | 1000 | Heating Oil No.2
PAWTUCKET | CITY OF PAWTUCKET PROPERTY (PLAT 35A/LOT 362) | 100 TIM HEALEY WAY | UST-4125 | City/Town Government | 1 | 1984-10-09 | Permanently Closed | 500 | Gasoline
PAWTUCKET | CITY OIL COMPANY, INC. | 231 JAPONICA ST | UST-476 | Commercials | 1 | 1948-04-01 | Permanently Closed | 3000 | Gasoline
PAWTUCKET | CITY OIL COMPANY, INC. | 231 JAPONICA ST | UST-476 | Commercials | 2 | 1948-04-01 | Permanently Closed | 3000 | Gasoline
PAWTUCKET | CITY OIL COMPANY, INC. | 231 JAPONICA ST | UST-476 | Commercials | 3 | 1955-04-01 | Permanently Closed | 10000 | Heating Oil No.2
PAWTUCKET | CITY OIL COMPANY, INC. | 231 JAPONICA ST | UST-476 | Commercials | 4 | 1980-04-01 | Permanently Closed | 10000 | Heating Oil No.2
PAWTUCKET | CITY OIL COMPANY, INC. | 231 JAPONICA ST | UST-476 | Commercials | 5 | 1980-04-01 | Permanently Closed | 6000 | Heating Oil No.2
PAWTUCKET | CITY OIL COMPANY, INC. | 231 JAPONICA ST | UST-476 | Commercials | 6 | 1984-10-09 | Permanently Closed | 500 | Waste Oil
PAWTUCKET | CLEAN MANAGEMENT, INC. | 504 WEEDEN ST | UST-1695 | Commercials | 1 | 1978-04-01 | Permanently Closed | 2000 | Gasoline
PAWTUCKET | CLEAN MANAGEMENT, INC. | 504 WEEDEN ST | UST-1695 | Commercials | 2 | 1977-05-01 | In Use | 1000 | Heating Oil No.2
PAWTUCKET | CLOUTIER RESIDENCE | 30 FULLER ST | UST-4662 | Multiple Residence | 1 | 1984-10-09 | Permanently Closed | 1000 | Heating Oil No.2 | Single Walled
PAWTUCKET | COLFAX, INC. | 38 COLFAX ST | UST-1739 | Industrial | 1 | 1984-10-09 | Permanently Closed | 20000 | Heating Oil No.6
PAWTUCKET | COLFAX, INC. | 38 COLFAX ST | UST-1739 | Industrial | 2 | 1984-10-09 | Permanently Closed | 10000 | Heating Oil No.2
PAWTUCKET | COLFAX, INC. | 38 COLFAX ST | UST-1739 | Industrial | 3 | 1984-10-09 | Permanently Closed | 7500 | Diesel
PAWTUCKET | COLFAX, INC. | 38 COLFAX ST | UST-1739 | Industrial | 4 | 1984-10-09 | Permanently Closed | 6000 | Heating Oil No.2
PAWTUCKET | COLFAX, INC. | 38 COLFAX ST | UST-1739 | Industrial | 5 | 1984-10-09 | Permanently Closed | 10000 | Heating Oil No.2
PAWTUCKET | COLFAX, INC. | 38 COLFAX ST | UST-1739 | Industrial | 6 | 1984-10-09 | Permanently Closed | 1000 | Heating Oil No.2
PAWTUCKET | COLLETTE TRAVEL SERVICE, INC. | 124 BROAD ST | UST-2560 | Commercials | 1 | 1984-10-09 | Permanently Closed | 2000 | Heating Oil No.2
PAWTUCKET | COLLETTE TRAVEL SERVICE, INC. | 124 BROAD ST | UST-2560 | Commercials | 2 | 1984-10-09 | Permanently Closed | 1500 | Heating Oil No.2
PAWTUCKET | COLLINS BROS. MACHINE | 700 SCHOOL ST | UST-16264 | State Government | 1 | 1984-10-09 | Permanently Closed | 2000 | Heating Oil No.2
PAWTUCKET | COLONIAL MOTOR SALES, INC. | 550 PAWTUCKET AVE | UST-512 | Commercials | 1 | 1984-10-09 | Permanently Closed | 2000 | Motor Oil
PAWTUCKET | COLONIAL MOTOR SALES, INC. | 550 PAWTUCKET AVE | UST-512 | Commercials | 2 | 1984-10-09 | Permanently Closed | 500 | Waste Oil
PAWTUCKET | COLONIAL MOTOR SALES, INC. | 550 PAWTUCKET AVE | UST-512 | Commercials | 3 | 1984-10-09 | Permanently Closed | 2000 | Heating Oil No.2
PAWTUCKET | COLONIAL MOTOR SALES, INC. | 550 PAWTUCKET AVE | UST-512 | Commercials | 4 | 1984-10-09 | Permanently Closed | 2000 | Waste Oil
PAWTUCKET | COLUMBUS AVE. FIRE STATION | 2 COLUMBUS AVE | UST-2709 | City/Town Government | 1 | 1984-10-09 | Permanently Closed | 1000 | Heating Oil No.2
PAWTUCKET | COMMERCIAL OFFICE BUILDING | 225 EAST AVE | UST-18261 | Commercials | 1 | 1984-10-09 | Permanently Closed | 1000 | Heating Oil No.2
PAWTUCKET | COMMERCIAL PROPERTY | 289 ROOSEVELT AVE | UST-2449 | Industrial | 1 | 1984-10-09 | Permanently Closed | 2000 | Heating Oil No.2
PAWTUCKET | COMMERCIAL PROPERTY | 225 CONANT ST | UST-3507 | Industrial | 1 | 1984-10-09 | Permanently Closed | 10000 | Heating Oil No.4 | Single Walled
PAWTUCKET | COMMERCIAL PROPERTY | 1001 ROOSEVELT AVE | UST-18840 | Commercials | 1 | 1984-10-09 | Permanently Closed | 1000 | Gasoline
PAWTUCKET | COMMERCIAL PROPERTY | 250 MAIN ST | UST-18945 | Commercials | 1 | 1984-10-09 | Permanently Closed | 1000 | Heating Oil No.2 | Single Walled
PAWTUCKET | COMMERCIAL PROPERTY | 228-230 MAIN ST | UST-19250 | Commercials | 1 | 1984-10-09 | Permanently Closed | 3000 | Heating Oil No.4
PAWTUCKET | COMMERCIAL PROPERTY | 422 CENTRAL AVE | UST-4345 | Commercials | 1 | 1984-10-09 | Permanently Closed | 1000 | Heating Oil No.2
PAWTUCKET | COMMERCIAL PROPERTY | 724 CENTRAL AVE | UST-4524 | Commercials | 1 | 1984-10-09 | Permanently Closed | 500 | Heating Oil No.2
PAWTUCKET | COMMERCIAL PROPERTY | 40 EAST AVE | UST-4527 | Commercials | 1 | 1984-10-09 | Permanently Closed | 2000 | Heating Oil No.2
PAWTUCKET | COMMERCIAL PROPERTY | 615 PAWTUCKET AVE | UST-4596 | Commercials | 1 | 1984-10-09 | Permanently Closed | 1000 | Heating Oil No.2
PAWTUCKET | COMMERCIAL PROPERTY AT 826 NEWPORT AVENUE | 826 NEWPORT AVE | UST-5013 | Commercials | 1 | null | Permanently Closed | 2500 | Heating Oil No.2 | Single Walled
PAWTUCKET | COMMUNITY RESOURCES FOR JUSTICE | 85 SLATER ST | UST-2056 | Other | 1 | 1997-06-27 | Permanently Closed | 2000 | Heating Oil No.2
PAWTUCKET | COMMUNITY RESOURCES FOR JUSTICE | 85 SLATER ST | UST-2056 | Other | 2 | 1970-06-01 | Permanently Closed | 2000 | Heating Oil No.2 | Single Walled
PAWTUCKET | CONLON MOVING AND STORAGE, INC. | 255 YORK AVE | UST-1910 | Industrial | 1 | 1972-05-01 | Permanently Closed | 2000 | Gasoline
PAWTUCKET | CONLON MOVING AND STORAGE, INC. | 255 YORK AVE | UST-1910 | Industrial | 2 | 1972-05-01 | Permanently Closed | 2000 | Diesel
PAWTUCKET | CONRAD JARVIS CORP. | 217 CONANT ST | UST-3522 | Industrial | 1 | 1975-02-01 | Permanently Closed | 12000 | Heating Oil No.4
PAWTUCKET | CONRAD JARVIS CORP. | 217 CONANT ST | UST-3522 | Industrial | 2 | 2005-08-05 | In Use | 12000 | Heating Oil No.4 | Double Walled
PAWTUCKET | CONREAL, LLC (OFFICE BUILDING) | 100 LAFAYETTE ST | UST-18386 | Commercials | 1 | 1984-10-09 | Permanently Closed | 4000 | Heating Oil No.2
PAWTUCKET | CONSTANCE DELANGE | 30 SOUTH ST | UST-19073 | Private Residence | 1 | 1984-10-09 | Permanently Closed | 1000 | Heating Oil No.2
PAWTUCKET | COOLEY INCORPORATED | 50 ESTEN AVE | UST-287 | Industrial | 1 | 1970-04-01 | Permanently Closed | 10000 | Heating Oil No.6
PAWTUCKET | COOLEY INCORPORATED | 50 ESTEN AVE | UST-287 | Industrial | 2 | 1976-04-01 | Permanently Closed | 3000 | Hazardous Substance
PAWTUCKET | COOLEY INCORPORATED | 50 ESTEN AVE | UST-287 | Industrial | 3 | 1976-04-01 | Permanently Closed | 3000 | Hazardous Substance
PAWTUCKET | COOLEY INCORPORATED | 50 ESTEN AVE | UST-287 | Industrial | 4 | 1976-04-01 | Permanently Closed | 5000 | Hazardous Substance
PAWTUCKET | COOLEY INCORPORATED | 50 ESTEN AVE | UST-287 | Industrial | 5 | 1976-04-01 | Permanently Closed | 5000 | Hazardous Substance
PAWTUCKET | COOLEY INCORPORATED | 50 ESTEN AVE | UST-287 | Industrial | 6 | 1976-04-01 | Permanently Closed | 5000 | Hazardous Substance
PAWTUCKET | COOLEY INCORPORATED | 50 ESTEN AVE | UST-287 | Industrial | 7 | 1984-10-09 | Permanently Closed | 23000 | Mixture
PAWTUCKET | COOLEY INCORPORATED | 50 ESTEN AVE | UST-287 | Industrial | 8 | 1998-05-01 | Permanently Closed | 8000 | Hazardous Substance | Double Walled
PAWTUCKET | COOLEY INCORPORATED | 50 ESTEN AVE | UST-287 | Industrial | 9 | 1998-05-01 | Permanently Closed | 8000 | Hazardous Substance | Double Walled
PAWTUCKET | COOLEY INCORPORATED | 50 ESTEN AVE | UST-287 | Industrial | 10 | 1998-05-01 | Permanently Closed | 8000 | Hazardous Substance | Double Walled
PAWTUCKET | CORDEIRO AUTO SERVICE, INC. | 147 PROSPECT ST | UST-530 | Gasoline Station | 1 | 1968-04-01 | Permanently Closed | 5000 | Gasoline
PAWTUCKET | CORDEIRO AUTO SERVICE, INC. | 147 PROSPECT ST | UST-530 | Gasoline Station | 2 | 1977-04-01 | Permanently Closed | 6000 | Gasoline
PAWTUCKET | CORDEIRO AUTO SERVICE, INC. | 147 PROSPECT ST | UST-530 | Gasoline Station | 3 | 1973-04-01 | Permanently Closed | 5000 | Gasoline
PAWTUCKET | COSTIGAN AMBULANCE SERVICES, INC. | 220 COTTAGE ST | UST-2676 | Commercials | 1 | 1973-12-01 | Permanently Closed | 2000 | Gasoline
PAWTUCKET | COSTIGAN AMBULANCE SERVICES, INC. | 220 COTTAGE ST | UST-2676 | Commercials | 2 | 1984-10-09 | Permanently Closed | 1000 | Heating Oil No.2
PAWTUCKET | COTTAGE STREET FIRE STATION | 397 COTTAGE ST | UST-2706 | City/Town Government | 1 | 1984-10-09 | In Use | 1000 | Heating Oil No.2
PAWTUCKET | COURTOIS SAND & GRAVEL COMPANY | 551 WEEDEN ST | UST-523 | Industrial | 1 | 1956-04-01 | Permanently Closed | 1000 | Gasoline
PAWTUCKET | COURTOIS SAND & GRAVEL COMPANY | 551 WEEDEN ST | UST-523 | Industrial | 2 | 1956-04-01 | Permanently Closed | 4000 | Gasoline
PAWTUCKET | COURTOIS SAND & GRAVEL COMPANY | 551 WEEDEN ST | UST-523 | Industrial | 3 | 1967-04-01 | Permanently Closed | 3000 | Diesel
PAWTUCKET | COURTOIS SAND & GRAVEL COMPANY | 551 WEEDEN ST | UST-523 | Industrial | 4 | 1977-04-01 | Permanently Closed | 500 | Heating Oil No.2
PAWTUCKET | CPI CONTROLS | 29 MENDON AVE | UST-18821 | Commercials | 1 | 1984-10-09 | Permanently Closed | 3000 | Unknown
PAWTUCKET | CREST PHOTO LABS | 324 EAST AVE | UST-15660 | Commercials | 1 | 1984-10-09 | Permanently Closed | 1000 | Diesel
PAWTUCKET | CROWN COLLISION | 601 LONSDALE AVE | UST-15862 | Commercials | 1 | 1984-10-09 | Permanently Closed | 4000 | Gasoline
PAWTUCKET | CROWN COLLISION | 601 LONSDALE AVE | UST-15862 | Commercials | 2 | 1984-10-09 | Permanently Closed | 4000 | Gasoline
PAWTUCKET | CROWN COLLISION | 601 LONSDALE AVE | UST-15862 | Commercials | 3 | 1984-10-09 | Permanently Closed | 3000 | Gasoline
PAWTUCKET | CRYSTAL TOOL & DIE CO., INC. | 71 ALDEN ST | UST-1901 | Commercials | 1 | 1984-10-09 | Permanently Closed | 2000 | Gasoline
PAWTUCKET | CRYSTAL TOOL & DIE CO., INC. | 71 ALDEN ST | UST-1901 | Commercials | 2 | 1984-10-09 | Permanently Closed | 500 | Diesel
PAWTUCKET | CRYSTAL TOOL & DIE CO., INC. | 71 ALDEN ST | UST-1901 | Commercials | 3 | 1984-10-09 | Permanently Closed | 500 | Diesel
PAWTUCKET | CRYSTAL TOOL & DIE CO., INC. | 71 ALDEN ST | UST-1901 | Commercials | 4 | 1984-10-09 | Permanently Closed | 3000 | Gasoline
PAWTUCKET | CRYSTAL TOOL & DIE CO., INC. | 71 ALDEN ST | UST-1901 | Commercials | 5 | 1984-10-09 | Permanently Closed | 2000 | Gasoline
PAWTUCKET | CUMBERLAND FARMS #3817 | 1531 NEWPORT AVE | UST-750 | Gasoline Station | 1 | 1975-04-01 | Permanently Closed | 6000 | Gasoline
PAWTUCKET | CUMBERLAND FARMS #3817 | 1531 NEWPORT AVE | UST-750 | Gasoline Station | 2 | 1975-04-01 | Permanently Closed | 6000 | Gasoline
PAWTUCKET | CUMBERLAND FARMS #3817 | 1531 NEWPORT AVE | UST-750 | Gasoline Station | 3 | 1975-04-01 | Permanently Closed | 6000 | Gasoline
PAWTUCKET | CUMBERLAND FARMS, INC. | 1113 CENTRAL AVE | UST-756 | Gasoline Station | 1 | 1976-04-01 | Permanently Closed | 8000 | Gasoline
PAWTUCKET | CUMBERLAND FARMS, INC. | 1113 CENTRAL AVE | UST-756 | Gasoline Station | 2 | 1976-04-01 | Permanently Closed | 6000 | Gasoline
PAWTUCKET | CUMBERLAND FARMS, INC. | 1113 CENTRAL AVE | UST-756 | Gasoline Station | 3 | 1976-04-01 | Permanently Closed | 6000 | Gasoline
PAWTUCKET | CUMBERLAND FARMS, INC. #3851 | 193 DIVISION ST | UST-779 | Gasoline Station | 1 | 1983-09-01 | Permanently Closed | 8000 | Gasoline | Single Walled | 1998-01-01
PAWTUCKET | CUMBERLAND FARMS, INC. #3851 | 193 DIVISION ST | UST-779 | Gasoline Station | 2 | 1983-09-01 | Permanently Closed | 8000 | Gasoline | Single Walled | 1998-01-01
PAWTUCKET | CUMBERLAND FARMS, INC. #3851 | 193 DIVISION ST | UST-779 | Gasoline Station | 3 | 1983-09-01 | Permanently Closed | 8000 | Gasoline | Single Walled | 1998-01-01
PAWTUCKET | CUMBERLAND FARMS, INC. #3851 | 193 DIVISION ST | UST-779 | Gasoline Station | 4 | 2017-11-20 | In Use | 12000 | Gasoline | Double Walled | 2017-12-04
PAWTUCKET | CUMBERLAND FARMS, INC. #3851 | 193 DIVISION ST | UST-779 | Gasoline Station | 5 | 2017-11-20 | In Use | 6000 | Gasoline | Double Walled | 2017-12-04
PAWTUCKET | CUMBERLAND FARMS, INC. #3851 | 193 DIVISION ST | UST-779 | Gasoline Station | 6 | 2017-11-20 | In Use | 6000 | Gasoline | Double Walled | 2017-12-04
PAWTUCKET | D & B AUTO BODY SHOP | 88 BARTON ST | UST-4130 | Commercials | 1 | 1984-10-09 | Permanently Closed | 1000 | Heating Oil No.2
PAWTUCKET | D & B AUTO BODY SHOP | 88 BARTON ST | UST-4130 | Commercials | 2 | 1984-10-09 | Permanently Closed | 500 | Heating Oil No.2
PAWTUCKET | DANIS TRANSPORTATION | 15 HAMLET ST | UST-3238 | Commercials | 1 | 1971-08-01 | Permanently Closed | 4000 | Diesel
PAWTUCKET | DANIS TRANSPORTATION | 15 HAMLET ST | UST-3238 | Commercials | 2 | 1981-08-01 | Permanently Closed | 3000 | Diesel
PAWTUCKET | DANIS TRANSPORTATION | 15 HAMLET ST | UST-3238 | Commercials | 3 | 1984-10-09 | Permanently Closed | 4000 | Gasoline
PAWTUCKET | DANIS TRANSPORTATION | 15 HAMLET ST | UST-3238 | Commercials | 4 | 1984-10-09 | Permanently Closed | 2000 | Heating Oil No.2
PAWTUCKET | DARLINGTON AUTO BODY | 156 BENEFIT ST | UST-4663 | Commercials | 1 | 1984-10-09 | Permanently Closed | 1000 | Waste Oil | Single Walled
PAWTUCKET | DARLINGTON AUTO BODY | 156 BENEFIT ST | UST-4663 | Commercials | 2 | 1984-10-09 | Permanently Closed | 1000 | Gasoline | Single Walled
PAWTUCKET | DARLINGTON AUTO BODY | 156 BENEFIT ST | UST-4663 | Commercials | 3 | 1984-10-09 | Permanently Closed | 550 | Gasoline | Single Walled
PAWTUCKET | DARLINGTON AUTO BODY | 156 BENEFIT ST | UST-4663 | Commercials | 4 | 1984-10-09 | Permanently Closed | 550 | Gasoline | Single Walled
PAWTUCKET | DARLINGTON BOWLING ALLEY | 639 CENTRAL AVE | UST-17366 | Commercials | 1 | 1984-10-09 | Permanently Closed | 1000 | Heating Oil No.2
PAWTUCKET | DARLINGTON POST OFFICE | 298 ARMISTICE BLVD | UST-2221 | Federal Government | 1 | 1970-10-01 | Permanently Closed | 2000 | Heating Oil No.2
PAWTUCKET | DB COMPANIES, INC. | 25 CONCORD ST | UST-389 | Commercials | 1 | 1975-04-01 | Permanently Closed | 11000 | Gasoline
PAWTUCKET | DB COMPANIES, INC. | 25 CONCORD ST | UST-389 | Commercials | 2 | 1975-04-01 | Permanently Closed | 11000 | Diesel
PAWTUCKET | DB COMPANIES, INC. | 25 CONCORD ST | UST-389 | Commercials | 3 | 1975-04-01 | Permanently Closed | 4000 | Gasoline
PAWTUCKET | DB COMPANIES, INC. | 25 CONCORD ST | UST-389 | Commercials | 4 | 1984-10-09 | Permanently Closed | 1000 | Heating Oil No.2
PAWTUCKET | DB COMPANIES, INC. | 25 CONCORD ST | UST-389 | Commercials | 5 | 1984-10-09 | Permanently Closed | 1000 | Heating Oil No.2
PAWTUCKET | DB COMPANIES, INC. | 25 CONCORD ST | UST-389 | Commercials | 6 | 1984-10-09 | Permanently Closed | 2000 | Heating Oil No.2
PAWTUCKET | DELFARNO TRUCKING | 30 LOCKBRIDGE ST | UST-16069 | Commercials | 1 | 1984-10-09 | Permanently Closed | 10000 | Heating Oil No.2
PAWTUCKET | DELFARNO TRUCKING | 30 LOCKBRIDGE ST | UST-16069 | Commercials | 2 | 1984-10-09 | Permanently Closed | 2000 | Diesel
PAWTUCKET | DENISON LABORATORIES, INC. | 60 DUNNELL LN | UST-15858 | Commercials | 1 | 1984-10-09 | Permanently Closed | 5000 | Heating Oil No.2
PAWTUCKET | DENISON LABORATORIES, INC. | 60 DUNNELL LN | UST-15858 | Commercials | 2 | 1984-10-09 | Permanently Closed | 275 | Gasoline
PAWTUCKET | DENNISON TRG | 70 BACON ST | UST-15484 | Commercials | 1 | 1984-10-09 | Permanently Closed | 2000 | Gasoline
PAWTUCKET | DENNISON TRG | 70 BACON ST | UST-15484 | Commercials | 2 | 1984-10-09 | Permanently Closed | 1000 | Gasoline
PAWTUCKET | DENNISON TRG | 70 BACON ST | UST-15484 | Commercials | 3 | 1984-10-09 | Permanently Closed | 1150 | Heating Oil No.2
PAWTUCKET | DEXTER CREDIT UNION | 934 DEXTER ST | UST-15952 | Commercials | 1 | 1984-10-09 | Permanently Closed | 1000 | Heating Oil No.2
PAWTUCKET | DIAMOND LUMBER, INC. | 434 CENTRAL AVE | UST-2156 | Commercials | 1 | 1984-10-09 | Permanently Closed | 1000 | Gasoline
PAWTUCKET | DISCOVERY MARKETING & DESIGN, LTD. | 90 MIDDLE ST | UST-3061 | Commercials | 1 | 1984-10-09 | Permanently Closed | 1000 | Heating Oil No.2
PAWTUCKET | DISPLAY CREATIONS | 93 PARK PL | UST-1429 | Commercials | 1 | 1980-08-01 | Permanently Closed | 10000 | Gasoline
PAWTUCKET | DISPLAY CREATIONS | 93 PARK PL | UST-1429 | Commercials | 2 | 1980-08-01 | Permanently Closed | 10000 | Gasoline
PAWTUCKET | DISPLAY CREATIONS | 93 PARK PL | UST-1429 | Commercials | 3 | 1980-08-01 | Permanently Closed | 4000 | Diesel
PAWTUCKET | DISPLAY CREATIONS | 93 PARK PL | UST-1429 | Commercials | 4 | 1984-10-09 | Permanently Closed | 1000 | Gasoline
PAWTUCKET | DISPLAY CREATIONS | 93 PARK PL | UST-1429 | Commercials | 5 | 1984-10-09 | Permanently Closed | 500 | Waste Oil
PAWTUCKET | DONALD MCGRAY PROPERTY | 175 GRAND AVE | UST-19088 | Commercials | 1 | 1984-10-09 | Permanently Closed | 1000 | Gasoline
PAWTUCKET | DONALD MCGRAY PROPERTY | 175 GRAND AVE | UST-19088 | Commercials | 2 | 1984-10-09 | Permanently Closed | 1000 | Gasoline
PAWTUCKET | DONALD MCGRAY PROPERTY | 175 GRAND AVE | UST-19088 | Commercials | 3 | 1984-10-09 | Permanently Closed | 150 | Waste Oil
PAWTUCKET | DOTTIE'S CATERING | 560 YORK AVE | UST-3221 | Commercials | 1 | 1984-10-09 | Permanently Closed | 2000 | Gasoline
PAWTUCKET | DOTTIE'S CATERING | 560 YORK AVE | UST-3221 | Commercials | 2 | 1984-10-09 | Permanently Closed | 1000 | Gasoline
PAWTUCKET | DOTTIE'S CATERING | 560 YORK AVE | UST-3221 | Commercials | 3 | 1990-07-01 | Permanently Closed | 2000 | Gasoline | Double Walled
PAWTUCKET | DOYLE MANOR | 300 BROADWAY | UST-16083 | Commercials | 1 | 1984-10-09 | Permanently Closed | 500 | Diesel
PAWTUCKET | DROLET KITCHEN CENTER | 122 BENEFIT ST | UST-3859 | Commercials | 1 | 1984-10-09 | Permanently Closed | 2000 | Heating Oil No.2
PAWTUCKET | DSM REALTY, INC. | 258 COLUMBUS AVE | UST-3614 | Commercials | 1 | 1984-10-09 | Permanently Closed | 1000 | Heating Oil No.2
PAWTUCKET | DUFFY'S | 65 HARRIS ST | UST-15483 | Commercials | 1 | 1984-10-09 | Permanently Closed | 2000 | Gasoline
PAWTUCKET | DUFFY'S | 65 HARRIS ST | UST-15483 | Commercials | 2 | 1984-10-09 | Permanently Closed | 2000 | Gasoline
PAWTUCKET | DUKE ENTERPRISE | 10 BALCH ST | UST-16743 | Commercials | 1 | 1984-10-09 | Permanently Closed | 10000 | Heating Oil No.2
PAWTUCKET | DUPUIS OIL | 401 WALCOTT ST | UST-1830 | Commercials | 1 | 1969-05-01 | Permanently Closed | 5000 | Diesel
PAWTUCKET | DUPUIS OIL | 401 WALCOTT ST | UST-1830 | Commercials | 2 | 1969-05-01 | Permanently Closed | 3000 | Gasoline
PAWTUCKET | DUPUIS OIL | 401 WALCOTT ST | UST-1830 | Commercials | 3 | 1969-05-01 | Permanently Closed | 500 | Heating Oil No.2
PAWTUCKET | DUPUIS OIL | 401 WALCOTT ST | UST-1830 | Commercials | 4 | 1969-05-01 | Permanently Closed | 500 | Heating Oil No.2
PAWTUCKET | DUPUIS OIL | 401 WALCOTT ST | UST-1830 | Commercials | 5 | 1969-05-01 | Permanently Closed | 1000 | Waste Oil
PAWTUCKET | DUPUIS OIL | 401 WALCOTT ST | UST-1830 | Commercials | 6 | 1984-11-01 | Permanently Closed | 1000 | Heating Oil No.2
PAWTUCKET | DUPUIS REALTY | 2 DELTA DR | UST-2923 | Commercials | 1 | 1983-10-01 | Permanently Closed | 500 | Heating Oil No.2
PAWTUCKET | DUPUIS REALTY | 2 DELTA DR | UST-2923 | Commercials | 2 | 1983-10-01 | Permanently Closed | 500 | Heating Oil No.2
PAWTUCKET | DUPUIS REALTY | 2 DELTA DR | UST-2923 | Commercials | 3 | 1983-10-01 | Permanently Closed | 500 | Heating Oil No.2
PAWTUCKET | DUPUIS REALTY | 2 DELTA DR | UST-2923 | Commercials | 4 | 1983-10-01 | Permanently Closed | 500 | Heating Oil No.2
PAWTUCKET | DUPUIS REALTY | 2 DELTA DR | UST-2923 | Commercials | 5 | 1983-10-01 | Permanently Closed | 500 | Heating Oil No.2
PAWTUCKET | DUPUIS REALTY | 2 DELTA DR | UST-2923 | Commercials | 6 | 1983-10-01 | Permanently Closed | 500 | Heating Oil No.2
PAWTUCKET | DUPUIS REALTY | 2 DELTA DR | UST-2923 | Commercials | 7 | 1983-10-01 | Permanently Closed | 500 | Heating Oil No.2
PAWTUCKET | DUPUIS REALTY | 2 DELTA DR | UST-2923 | Commercials | 8 | 1983-10-01 | Permanently Closed | 500 | Heating Oil No.2
PAWTUCKET | DUPUIS REALTY | 2 DELTA DR | UST-2923 | Commercials | 9 | 1983-10-01 | Permanently Closed | 500 | Heating Oil No.2
PAWTUCKET | DUPUIS REALTY | 2 DELTA DR | UST-2923 | Commercials | 10 | 1983-10-01 | Permanently Closed | 500 | Heating Oil No.2
PAWTUCKET | DUPUIS REALTY | 2 DELTA DR | UST-2923 | Commercials | 11 | 1983-10-01 | Permanently Closed | 500 | Heating Oil No.2
PAWTUCKET | DUPUIS REALTY | 2 DELTA DR | UST-2923 | Commercials | 12 | 1983-10-01 | Permanently Closed | 500 | Heating Oil No.2
PAWTUCKET | DUPUIS REALTY | 2 DELTA DR | UST-2923 | Commercials | 13 | 1983-10-01 | Permanently Closed | 500 | Heating Oil No.2
PAWTUCKET | DUPUIS REALTY | 2 DELTA DR | UST-2923 | Commercials | 14 | 1983-10-01 | Permanently Closed | 500 | Heating Oil No.2
PAWTUCKET | DUPUIS REALTY | 2 DELTA DR | UST-2923 | Commercials | 15 | 1983-10-01 | Permanently Closed | 500 | Heating Oil No.2
PAWTUCKET | DUPUIS REALTY | 2 DELTA DR | UST-2923 | Commercials | 16 | 1983-10-01 | Permanently Closed | 500 | Heating Oil No.2
PAWTUCKET | DUPUIS REALTY | 2 DELTA DR | UST-2923 | Commercials | 17 | 1983-10-01 | Permanently Closed | 500 | Heating Oil No.2
PAWTUCKET | DUPUIS REALTY | 2 DELTA DR | UST-2923 | Commercials | 18 | 1983-10-01 | Permanently Closed | 500 | Heating Oil No.2
PAWTUCKET | DUPUIS REALTY | 2 DELTA DR | UST-2923 | Commercials | 19 | 1983-10-01 | Permanently Closed | 500 | Heating Oil No.2
PAWTUCKET | DUPUIS REALTY | 2 DELTA DR | UST-2923 | Commercials | 20 | 1983-10-01 | Permanently Closed | 500 | Heating Oil No.2
PAWTUCKET | E & A TAVERN | 25 PAWTUCKET AVE | UST-4222 | Commercials | 1 | 1984-10-09 | Permanently Closed | 500 | Heating Oil No.2
PAWTUCKET | E & L TRUCKING COMPANY | 117 WEBSTER ST | UST-1878 | Commercials | 1 | 1958-07-01 | Permanently Closed | 2000 | Diesel
PAWTUCKET | E & L TRUCKING COMPANY | 117 WEBSTER ST | UST-1878 | Commercials | 2 | 1968-10-01 | Permanently Closed | 2000 | Diesel
PAWTUCKET | E.P. FOURNIER | 939 NEWPORT AVE | UST-1964 | Commercials | 1 | 1984-10-09 | Permanently Closed | 4000 | Gasoline
PAWTUCKET | E.P. FOURNIER | 939 NEWPORT AVE | UST-1964 | Commercials | 2 | 1984-10-09 | Permanently Closed | 4000 | Gasoline
PAWTUCKET | E.P. FOURNIER | 939 NEWPORT AVE | UST-1964 | Commercials | 3 | 1984-10-09 | Permanently Closed | 1000 | Gasoline
PAWTUCKET | E.P. FOURNIER | 939 NEWPORT AVE | UST-1964 | Commercials | 4 | 1984-10-09 | Permanently Closed | 1000 | Gasoline
PAWTUCKET | E.P. FOURNIER | 939 NEWPORT AVE | UST-1964 | Commercials | 5 | 1984-10-09 | Permanently Closed | 2000 | Gasoline
PAWTUCKET | E.P. FOURNIER | 939 NEWPORT AVE | UST-1964 | Commercials | 6 | 1986-08-01 | Permanently Closed | 2000 | Motor Oil
PAWTUCKET | E.P. FOURNIER | 939 NEWPORT AVE | UST-1964 | Commercials | 7 | 1984-10-09 | Permanently Closed | 500 | Motor Oil
PAWTUCKET | E.P. FOURNIER | 939 NEWPORT AVE | UST-1964 | Commercials | 8 | 1967-01-01 | Permanently Closed | 500 | Waste Oil
PAWTUCKET | E.P. FOURNIER | 939 NEWPORT AVE | UST-1964 | Commercials | 9 | 1967-01-01 | Permanently Closed | 500 | Unknown
PAWTUCKET | EARL SCHOPFIELD SCREEN PRINTING | 270 YORK AVE | UST-16152 | Commercials | 1 | 1984-10-09 | Permanently Closed | 1500 | Heating Oil No.2
PAWTUCKET | EDDY CHEVROLET (FORMERLY) | 45-55 DIVISION ST | UST-18524 | Commercials | 1 | 1984-10-09 | Permanently Closed | 2000 | Waste Oil
PAWTUCKET | EDDY CHEVROLET (FORMERLY) | 45-55 DIVISION ST | UST-18524 | Commercials | 2 | 1984-10-09 | Permanently Closed | 2000 | Waste Oil
PAWTUCKET | EDDY CHEVROLET (FORMERLY) | 45-55 DIVISION ST | UST-18524 | Commercials | 3 | 1984-10-09 | Permanently Closed | 6000 | Motor Oil
PAWTUCKET | EDDY CHEVROLET (FORMERLY) | 45-55 DIVISION ST | UST-18524 | Commercials | 4 | 1984-10-09 | Permanently Closed | 2000 | Other
PAWTUCKET | EDDY CHEVROLET (FORMERLY) | 45-55 DIVISION ST | UST-18524 | Commercials | 5 | 1984-10-09 | Permanently Closed | 10000 | Heating Oil No.2
PAWTUCKET | EDMOND PIRES | 1325 BROAD ST | UST-16347 | Commercials | 1 | 1984-10-09 | Permanently Closed | 1000 | Heating Oil No.2
PAWTUCKET | EDMOND PIRES | 1325 BROAD ST | UST-16347 | Commercials | 2 | 1984-10-09 | Permanently Closed | 750 | Heating Oil No.2
PAWTUCKET | ELIZABETH WEBBING MILLS | 521 ROOSEVELT AVE | UST-974 | Commercials | 1 | 1965-04-01 | Permanently Closed | 12000 | Heating Oil No.4
PAWTUCKET | ELIZABETH WEBBING MILLS | 521 ROOSEVELT AVE | UST-974 | Commercials | 2 | 1965-04-01 | Permanently Closed | 4000 | Heating Oil No.4
PAWTUCKET | ELIZABETH WEBBING MILLS | 521 ROOSEVELT AVE | UST-974 | Commercials | 3 | 1965-04-01 | Permanently Closed | 1000 | Gasoline
PAWTUCKET | ELIZABETH WEBBING MILLS | 521 ROOSEVELT AVE | UST-974 | Commercials | 4 | 1980-04-01 | Permanently Closed | 6000 | Gasoline
PAWTUCKET | ELIZABETH WEBBING MILLS | 521 ROOSEVELT AVE | UST-974 | Commercials | 5 | 1984-10-09 | Permanently Closed | 150 | Unknown
PAWTUCKET | ELIZABETH WEBBING MILLS | 521 ROOSEVELT AVE | UST-974 | Commercials | 6 | 1984-10-09 | Permanently Closed | 150 | Unknown
PAWTUCKET | ELIZABETH WEBBING MILLS | 521 ROOSEVELT AVE | UST-974 | Commercials | 7 | 1984-10-09 | Permanently Closed | 150 | Unknown
PAWTUCKET | EMBAIXADORES CHURCH OF THE NAZARENE | 194 BARTON ST | UST-4228 | Commercials | 1 | 1984-10-09 | Permanently Closed | 1000 | Heating Oil No.2
PAWTUCKET | EMERGENCY SHELTER, THE | 183 BARTON ST | UST-16669 | City/Town Government | 1 | 1984-10-09 | Permanently Closed | 750 | Heating Oil No.2
PAWTUCKET | EMERY WORLDWIDE | MIDDLE & EAST ST | UST-18871 | Commercials | 1 | 1984-10-09 | Permanently Closed | 10000 | Gasoline
PAWTUCKET | EMOND OIL COMPANY | 745 MAIN ST | UST-422 | Commercials | 1 | 1945-04-01 | Permanently Closed | 1000 | Gasoline
PAWTUCKET | EMOND OIL COMPANY | 745 MAIN ST | UST-422 | Commercials | 2 | 1970-04-01 | Permanently Closed | 1000 | Gasoline
PAWTUCKET | ENTERPRISE FUELS, INC. | 155 TRENTON ST | UST-2780 | Industrial | 1 | 1984-10-09 | Permanently Closed | 500 | Heating Oil No.2
PAWTUCKET | ESSEX GROUP, INC. | 95 GRAND AVE | UST-244 | Industrial | 1 | 1984-10-09 | Permanently Closed | 20000 | Heating Oil No.6
PAWTUCKET | ESSEX GROUP, INC. | 95 GRAND AVE | UST-244 | Industrial | 2 | 1984-10-09 | Permanently Closed | 5000 | Heating Oil No.2
PAWTUCKET | ESSEX GROUP, INC. | 95 GRAND AVE | UST-244 | Industrial | 3 | 1984-10-09 | Permanently Closed | 1000 | Heating Oil No.2
PAWTUCKET | ESSEX GROUP, INC. | 95 GRAND AVE | UST-244 | Industrial | 9 | 1984-10-09 | Permanently Closed | 3000 | Heating Oil No.6
PAWTUCKET | ESSEX GROUP, INC. | 95 GRAND AVE | UST-244 | Industrial | 10 | 1984-10-09 | Permanently Closed | 5000 | Heating Oil No.6
PAWTUCKET | ESSEX GROUP, INC. | 95 GRAND AVE | UST-244 | Industrial | 12 | 1984-10-09 | Permanently Closed | 2000 | Heating Oil No.2
PAWTUCKET | ESSEX GROUP, INC. | 95 GRAND AVE | UST-244 | Industrial | 13 | 1984-10-09 | Permanently Closed | 5200 | Heating Oil No.2
PAWTUCKET | ESTATE OF BLANCHE G. COUTU | 24 NEWPORT AVE | UST-3846 | Private Residence | 1 | 1984-10-09 | Permanently Closed | 2500 | Heating Oil No.2
PAWTUCKET | EVERGREEN STREET APARTMENTS | 383 EVERGREEN ST | UST-3712 | Commercials | 1 | 1976-08-01 | In Use | 1000 | Heating Oil No.2
PAWTUCKET | EVERGREEN STREET APARTMENTS | 259 EVERGREEN ST | UST-3713 | Commercials | 1 | 1976-08-01 | Permanently Closed | 1000 | Heating Oil No.2
PAWTUCKET | EVERGREEN STREET APARTMENTS | 265 EVERGREEN ST | UST-3715 | Commercials | 1 | 1984-10-09 | Permanently Closed | 1000 | Heating Oil No.2
PAWTUCKET | EVERGREEN STREET APARTMENTS | 265 EVERGREEN ST | UST-3715 | Commercials | 2 | 1976-08-01 | Permanently Closed | 1000 | Heating Oil No.2
PAWTUCKET | F.J. REAL ESTATE | 616 YORK AVE | UST-1935 | Commercials | 1 | 1981-05-01 | Permanently Closed | 10000 | Diesel
PAWTUCKET | F.J. REAL ESTATE | 616 YORK AVE | UST-1935 | Commercials | 2 | 1984-10-09 | Permanently Closed | 1000 | Diesel
PAWTUCKET | F.J. REAL ESTATE | 616 YORK AVE | UST-1935 | Commercials | 3 | 1978-05-01 | Permanently Closed | 500 | Heating Oil No.2
PAWTUCKET | FAIRLAWN TERRACE | 20 POWER RD | UST-3436 | Commercials | 1 | 1961-09-01 | Permanently Closed | 500 | Heating Oil No.2
PAWTUCKET | FAIRLAWN TERRACE | 30 POWER RD | UST-3437 | Commercials | 1 | 1961-09-01 | Permanently Closed | 500 | Heating Oil No.2
PAWTUCKET | FALARDEAU'S SERVICE STATION | 1114 NEWPORT AVE | UST-1646 | Gasoline Station | 1 | 1982-03-01 | Permanently Closed | 4000 | Gasoline
PAWTUCKET | FALARDEAU'S SERVICE STATION | 1114 NEWPORT AVE | UST-1646 | Gasoline Station | 2 | 1982-03-01 | Permanently Closed | 5000 | Gasoline
PAWTUCKET | FALARDEAU'S SERVICE STATION | 1114 NEWPORT AVE | UST-1646 | Gasoline Station | 3 | 1982-03-01 | Permanently Closed | 6000 | Gasoline
PAWTUCKET | FALARDEAU'S SERVICE STATION | 1114 NEWPORT AVE | UST-1646 | Gasoline Station | 4 | 1966-03-01 | Permanently Closed | 550 | Heating Oil No.2
PAWTUCKET | FALARDEAU'S SERVICE STATION | 1114 NEWPORT AVE | UST-1646 | Gasoline Station | 5 | 1966-03-01 | Permanently Closed | 550 | Waste Oil
PAWTUCKET | FALLON MEMORIAL ELEMENTARY SCHOOL | 62 LINCOLN AVE | UST-1418 | Education - Town | 1 | 1984-10-09 | Permanently Closed | 10000 | Heating Oil No.2
PAWTUCKET | FAMILY SERVICES SOCIETY | 33 SUMMER ST | UST-4367 | Commercials | 1 | 1984-10-09 | Permanently Closed | 3000 | Heating Oil No.4
PAWTUCKET | FAMILY SERVICES SOCIETY | 33 SUMMER ST | UST-4367 | Commercials | 2 | 1984-10-09 | Permanently Closed | 3000 | Heating Oil No.4
PAWTUCKET | FARBER IND. | 55 MOSS ST | UST-2551 | Industrial | 1 | 1972-10-01 | In Use | 1000 | Heating Oil No.2
PAWTUCKET | FERLAND CORPORATION | 160 LOWDEN ST | UST-3037 | Commercials | 1 | 1962-04-01 | Permanently Closed | 1000 | Heating Oil No.2
PAWTUCKET | FERLAND CORPORATION | 50 DARTMOUTH ST | UST-3038 | Commercials | 1 | 1962-04-01 | Permanently Closed | 1000 | Heating Oil No.2
PAWTUCKET | FERLAND CORPORATION | 27 TRENTON ST | UST-3039 | Commercials | 1 | 1971-04-01 | Permanently Closed | 1000 | Heating Oil No.2
PAWTUCKET | FERLAND CORPORATION | 191 LOWDEN ST | UST-3040 | Commercials | 1 | 1967-04-01 | Permanently Closed | 1000 | Heating Oil No.2
PAWTUCKET | FERLAND CORPORATION | 85 DARTMOUTH ST | UST-3041 | Commercials | 1 | 1971-04-01 | Permanently Closed | 550 | Heating Oil No.2
PAWTUCKET | FERLAND CORPORATION | 30 MONTICELLO RD | UST-3191 | Commercials | 1 | 1976-05-01 | Permanently Closed | 2000 | Gasoline
PAWTUCKET | FERLAND CORPORATION | 30 MONTICELLO RD | UST-3191 | Commercials | 2 | 1984-10-09 | Permanently Closed | 2000 | Diesel
PAWTUCKET | FERLAND CORPORATION | 30 MONTICELLO RD | UST-3191 | Commercials | 3 | 1976-05-01 | Permanently Closed | 2000 | Heating Oil No.2
PAWTUCKET | FIRESTONE STORE | 262 BROADWAY | UST-1653 | Commercials | 1 | 1980-06-01 | Permanently Closed | 500 | Waste Oil
PAWTUCKET | FIRESTONE STORE | 262 BROADWAY | UST-1653 | Commercials | 2 | 1984-10-09 | Permanently Closed | 500 | Waste Oil
PAWTUCKET | FIRST FEDERAL SAVINGS BANK | 265 NEWPORT AVE | UST-224 | Commercials | 1 | 1963-03-01 | Permanently Closed | 1000 | Heating Oil No.2
PAWTUCKET | FLAGSTAR BANK | 231-233 BENEFIT ST | UST-18916 | Commercials | 1 | 1984-10-09 | Permanently Closed | 275 | Heating Oil No.2
PAWTUCKET | FLEET NATIONAL BANK | 594 CENTRAL AVE | UST-1367 | Commercials | 1 | 1984-10-09 | Permanently Closed | 2000 | Heating Oil No.2
PAWTUCKET | FLORA S. CURTIS ELEMENTARY SCHOOL | 582 BENEFIT SCHOOL | UST-1417 | Education - Town | 1 | 1984-10-09 | Permanently Closed | 5000 | Heating Oil No.2
PAWTUCKET | FOGARTY MANOR | 214 ROOSEVELT AVE | UST-4508 | Federal Government | 1 | 1984-10-09 | Permanently Closed | 500 | Diesel
PAWTUCKET | FOOD INDUSTRIES, INC. | 85 WEBSTER ST | UST-18489 | Commercials | 1 | 1984-10-09 | Permanently Closed | 4000 | Gasoline
PAWTUCKET | FORMER FIGUEIRA'S AUTO SALES | 433 BROADWAY | UST-4262 | Other | 1 | 1984-10-09 | Permanently Closed | 999999 | Waste Oil
PAWTUCKET | FORMER GAS STATION | 888 CENTRAL AVE | UST-19009 | Gasoline Station | 1 | 1984-10-09 | Permanently Closed | 2000 | Gasoline
PAWTUCKET | FORMER GAS STATION | 888 CENTRAL AVE | UST-19009 | Gasoline Station | 2 | 1984-10-09 | Permanently Closed | 1000 | Gasoline
PAWTUCKET | FORMER GAS STATION | 888 CENTRAL AVE | UST-19009 | Gasoline Station | 3 | 1984-10-09 | Permanently Closed | 275 | Waste Oil
PAWTUCKET | FORMER GAS STATION | 888 CENTRAL AVE | UST-19009 | Gasoline Station | 4 | 1984-10-09 | Permanently Closed | 1000 | Heating Oil No.2
PAWTUCKET | FORMER GAS STATION | 888 CENTRAL AVE | UST-19009 | Gasoline Station | 5 | 1984-10-09 | Permanently Closed | 1000 | Heating Oil No.2
PAWTUCKET | FORMER VERIZON BUILDING | 20 CONGRESS ST | UST-1227 | Commercials | 1 | 1968-05-01 | Permanently Closed | 4000 | Gasoline
PAWTUCKET | FORMER VERIZON BUILDING | 20 CONGRESS ST | UST-1227 | Commercials | 2 | 1992-11-01 | Permanently Closed | 4000 | Gasoline | Double Walled
PAWTUCKET | FORMER VERIZON BUILDING | 20 CONGRESS ST | UST-1227 | Commercials | 3 | 1968-05-01 | Permanently Closed | 275 | Waste Oil
PAWTUCKET | FORMER VERIZON BUILDING | 20 CONGRESS ST | UST-1227 | Commercials | 4 | 1968-05-01 | Permanently Closed | 3000 | Heating Oil No.2
PAWTUCKET | FOUR CORNERS AUTO & MUFFLER SHOP | 251-255 MINERAL SPRING AVE | UST-486 | Gasoline Station | 1 | 1973-04-01 | Permanently Closed | 8000 | Gasoline
PAWTUCKET | FOUR CORNERS AUTO & MUFFLER SHOP | 251-255 MINERAL SPRING AVE | UST-486 | Gasoline Station | 2 | 1973-04-01 | Permanently Closed | 8000 | Gasoline
PAWTUCKET | FOUR CORNERS AUTO & MUFFLER SHOP | 251-255 MINERAL SPRING AVE | UST-486 | Gasoline Station | 3 | 1973-04-01 | Permanently Closed | 8000 | Gasoline
PAWTUCKET | FOUR CORNERS AUTO & MUFFLER SHOP | 251-255 MINERAL SPRING AVE | UST-486 | Gasoline Station | 4 | 1973-04-01 | Permanently Closed | 500 | Heating Oil No.2
PAWTUCKET | FOUR CORNERS AUTO & MUFFLER SHOP | 251-255 MINERAL SPRING AVE | UST-486 | Gasoline Station | 5 | 1973-04-01 | Permanently Closed | 500 | Waste Oil
PAWTUCKET | FR. BARRY C.Y.O. CENTER | 38 DENVER ST | UST-2079 | Other | 1 | 1984-10-09 | Permanently Closed | 5000 | Heating Oil No.2
PAWTUCKET | FRANK'S GULF | 406 BROADWAY | UST-646 | Gasoline Station | 1 | 1966-04-01 | Permanently Closed | 4000 | Gasoline
PAWTUCKET | FRANK'S GULF | 406 BROADWAY | UST-646 | Gasoline Station | 2 | 1966-04-01 | Permanently Closed | 4000 | Gasoline
PAWTUCKET | FRANK'S GULF | 406 BROADWAY | UST-646 | Gasoline Station | 3 | 1966-04-01 | Permanently Closed | 4000 | Gasoline
PAWTUCKET | FRANK'S GULF | 406 BROADWAY | UST-646 | Gasoline Station | 4 | 1966-04-01 | Permanently Closed | 4000 | Gasoline
PAWTUCKET | FRANK'S GULF | 406 BROADWAY | UST-646 | Gasoline Station | 5 | 1966-04-01 | Permanently Closed | 4000 | Gasoline
PAWTUCKET | FRANK'S GULF | 406 BROADWAY | UST-646 | Gasoline Station | 6 | 1966-04-01 | Permanently Closed | 1000 | Heating Oil No.2
PAWTUCKET | FRANK'S GULF | 406 BROADWAY | UST-646 | Gasoline Station | 7 | 1966-04-01 | Permanently Closed | 550 | Waste Oil
PAWTUCKET | FRANK'S GULF | 406 BROADWAY | UST-646 | Gasoline Station | 8 | 1982-04-01 | Permanently Closed | 10000 | Diesel
PAWTUCKET | FRONT STREET AUTO SALES | 205 FRONT ST | UST-19106 | Federal Government | 1 | 1984-10-09 | Permanently Closed | 1000 | Heating Oil No.2
PAWTUCKET | FRONTLINE | 347 BROADWAY | UST-893 | Gasoline Station | 1 | 1971-04-01 | Permanently Closed | 4000 | Gasoline
PAWTUCKET | FRONTLINE | 347 BROADWAY | UST-893 | Gasoline Station | 2 | 1971-04-01 | Permanently Closed | 4000 | Gasoline
PAWTUCKET | FRONTLINE | 347 BROADWAY | UST-893 | Gasoline Station | 3 | 1965-04-01 | Permanently Closed | 2000 | Gasoline
PAWTUCKET | FRONTLINE | 347 BROADWAY | UST-893 | Gasoline Station | 4 | 1965-04-01 | Permanently Closed | 2000 | Gasoline
PAWTUCKET | FRONTLINE | 347 BROADWAY | UST-893 | Gasoline Station | 5 | 1984-10-09 | Permanently Closed | 550 | Waste Oil
PAWTUCKET | FRONTLINE | 347 BROADWAY | UST-893 | Gasoline Station | 6 | 1984-10-09 | Permanently Closed | 1000 | Heating Oil No.2
PAWTUCKET | FUEL N GO | 168 LONSDALE AVE | UST-1638 | Gasoline Station | 1 | 1980-07-01 | Permanently Closed | 10000 | Gasoline
PAWTUCKET | FUEL N GO | 168 LONSDALE AVE | UST-1638 | Gasoline Station | 2 | 1980-07-01 | Permanently Closed | 10000 | Gasoline
PAWTUCKET | FUEL N GO | 168 LONSDALE AVE | UST-1638 | Gasoline Station | 3 | 1980-07-01 | Permanently Closed | 10000 | Diesel
PAWTUCKET | FUEL N GO | 168 LONSDALE AVE | UST-1638 | Gasoline Station | 4 | 1980-07-01 | Permanently Closed | 5000 | Gasoline
PAWTUCKET | FUEL N GO | 168 LONSDALE AVE | UST-1638 | Gasoline Station | 5 | 1980-07-01 | Permanently Closed | 5000 | Gasoline
PAWTUCKET | FUEL N GO | 168 LONSDALE AVE | UST-1638 | Gasoline Station | 6 | 1955-07-01 | Permanently Closed | 550 | Kerosene
PAWTUCKET | FUEL N GO | 168 LONSDALE AVE | UST-1638 | Gasoline Station | 7 | 1984-10-09 | Permanently Closed | 550 | Waste Oil
PAWTUCKET | FUEL N GO | 168 LONSDALE AVE | UST-1638 | Gasoline Station | 8 | 1998-10-23 | In Use | 12000 | Gasoline | Double Walled | 2019-01-28
PAWTUCKET | FUEL N GO | 168 LONSDALE AVE | UST-1638 | Gasoline Station | 9 | 1998-10-23 | In Use | 8000 | Gasoline | Double Walled | 2019-01-28
PAWTUCKET | FUEL N GO | 168 LONSDALE AVE | UST-1638 | Gasoline Station | 10 | 1998-10-23 | In Use | 5000 | Diesel | Double Walled | 2019-01-28
PAWTUCKET | FULLER PKY. | 110 KENYON ST | UST-2476 | Commercials | 1 | 1973-04-01 | Permanently Closed | 10000 | Heating Oil No.2
PAWTUCKET | G & F SERVICE | 643 CENTRAL AVE | UST-15118 | Gasoline Station | 1 | 1984-10-09 | Permanently Closed | 2000 | Gasoline
PAWTUCKET | G & F SERVICE | 643 CENTRAL AVE | UST-15118 | Gasoline Station | 2 | 1984-10-09 | Permanently Closed | 2000 | Gasoline
PAWTUCKET | G & F SERVICE | 643 CENTRAL AVE | UST-15118 | Gasoline Station | 3 | 1984-10-09 | Permanently Closed | 2000 | Gasoline
PAWTUCKET | G & F SERVICE | 643 CENTRAL AVE | UST-15118 | Gasoline Station | 4 | 1984-10-09 | Permanently Closed | 500 | Waste Oil
PAWTUCKET | G. T. REALTY | 214-216 COLUMBUS AVE | UST-18910 | Commercials | 1 | 1984-10-09 | Permanently Closed | 1000 | Unknown
PAWTUCKET | GALEGO COURT | 483 WEEDEN ST | UST-3543 | Federal Government | 1 | 1984-10-09 | Permanently Closed | 10000 | Heating Oil No.6
PAWTUCKET | GALEGO COURT | 483 WEEDEN ST | UST-3543 | Federal Government | 2 | 1984-10-09 | Permanently Closed | 10000 | Heating Oil No.6
PAWTUCKET | GANSETT ATLANTIC STATION | 1101 NEWPORT AVE | UST-1767 | Gasoline Station | 1 | 1967-04-01 | Permanently Closed | 3000 | Gasoline
PAWTUCKET | GANSETT ATLANTIC STATION | 1101 NEWPORT AVE | UST-1767 | Gasoline Station | 2 | 1967-04-01 | Permanently Closed | 3000 | Gasoline
PAWTUCKET | GANSETT ATLANTIC STATION | 1101 NEWPORT AVE | UST-1767 | Gasoline Station | 3 | 1967-04-01 | Permanently Closed | 3000 | Gasoline
PAWTUCKET | GANSETT ATLANTIC STATION | 1101 NEWPORT AVE | UST-1767 | Gasoline Station | 4 | 1967-04-01 | Permanently Closed | 3000 | Gasoline
PAWTUCKET | GANSETT ATLANTIC STATION | 1101 NEWPORT AVE | UST-1767 | Gasoline Station | 5 | 1984-10-09 | Permanently Closed | 500 | Waste Oil
PAWTUCKET | GANSETT ATLANTIC STATION | 1101 NEWPORT AVE | UST-1767 | Gasoline Station | 6 | 1984-10-09 | Permanently Closed | 500 | Heating Oil No.2
PAWTUCKET | GENERAL CABLE CORPORATION | 249 ROOSEVELT AVE | UST-18518 | Commercials | 1 | 1984-10-09 | Permanently Closed | 10000 | Heating Oil No.6
PAWTUCKET | GENERAL FABRICS CO,. | 45-47 WASHINGTON ST | UST-18538 | Commercials | 1 | 1984-10-09 | Permanently Closed | 4000 | Heating Oil No.6
PAWTUCKET | GENERAL FABRICS CO,. | 45-47 WASHINGTON ST | UST-18538 | Commercials | 2 | 1984-10-09 | Permanently Closed | 6500 | Heating Oil No.6
PAWTUCKET | GENERAL FABRICS CO,. | 45-47 WASHINGTON ST | UST-18538 | Commercials | 3 | null | Permanently Closed | 5000 | Heating Oil No.4
PAWTUCKET | GENEVA PLAZA APARTMENTS | 150 DARTMOUTH ST | UST-3195 | Commercials | 1 | 1983-05-01 | Permanently Closed | 500 | Diesel
PAWTUCKET | GENEVA PLAZA APARTMENTS | 150 DARTMOUTH ST | UST-3195 | Commercials | 2 | 1984-10-09 | Permanently Closed | 10000 | Heating Oil No.2
PAWTUCKET | GEORGE H FULLER AND SON CO. | 151 EXCHANGE ST | UST-4534 | Commercials | 1 | 1984-10-09 | Permanently Closed | 5000 | Heating Oil No.6
PAWTUCKET | GEORGE H FULLER AND SON CO. | 151 EXCHANGE ST | UST-4534 | Commercials | 2 | 1984-10-09 | Permanently Closed | 5000 | Heating Oil No.2
PAWTUCKET | GEORGE LEMIEUX | 739 BROADWAY | UST-18095 | Private Residence | 1 | 1984-10-09 | Permanently Closed | 2000 | Heating Oil No.2
PAWTUCKET | GEORGE'S ADVANCED AUTO CARE L.L.C. | 577 SMITHFIELD AVE | UST-444 | Gasoline Station | 1 | 1964-04-01 | Permanently Closed | 3000 | Gasoline
PAWTUCKET | GEORGE'S ADVANCED AUTO CARE L.L.C. | 577 SMITHFIELD AVE | UST-444 | Gasoline Station | 2 | 1988-11-01 | Permanently Closed | 8000 | Gasoline | Single Walled | 1994-05-16
PAWTUCKET | GEORGE'S ADVANCED AUTO CARE L.L.C. | 577 SMITHFIELD AVE | UST-444 | Gasoline Station | 3 | 1964-04-01 | Permanently Closed | 3000 | Gasoline
PAWTUCKET | GEORGE'S ADVANCED AUTO CARE L.L.C. | 577 SMITHFIELD AVE | UST-444 | Gasoline Station | 4 | 1988-11-01 | Permanently Closed | 8000 | Gasoline | Single Walled | 1994-05-16
PAWTUCKET | GEORGE'S ADVANCED AUTO CARE L.L.C. | 577 SMITHFIELD AVE | UST-444 | Gasoline Station | 5 | 1973-04-01 | Permanently Closed | 4000 | Gasoline
PAWTUCKET | GEORGE'S ADVANCED AUTO CARE L.L.C. | 577 SMITHFIELD AVE | UST-444 | Gasoline Station | 6 | 1973-04-01 | Permanently Closed | 4000 | Gasoline
PAWTUCKET | GEORGE'S ADVANCED AUTO CARE L.L.C. | 577 SMITHFIELD AVE | UST-444 | Gasoline Station | 7 | 1964-04-01 | Permanently Closed | 550 | Waste Oil
PAWTUCKET | GEORGE'S ADVANCED AUTO CARE L.L.C. | 577 SMITHFIELD AVE | UST-444 | Gasoline Station | 8 | 1965-04-01 | Permanently Closed | 550 | Heating Oil No.2
PAWTUCKET | GIBBY'S SERVICE | 385 EAST ST | UST-1330 | Gasoline Station | 1 | 1965-06-01 | Permanently Closed | 4000 | Gasoline
PAWTUCKET | GIBBY'S SERVICE | 385 EAST ST | UST-1330 | Gasoline Station | 2 | 1965-06-01 | Permanently Closed | 4000 | Gasoline
PAWTUCKET | GIBBY'S SERVICE | 385 EAST ST | UST-1330 | Gasoline Station | 3 | 1965-06-01 | Permanently Closed | 4000 | Gasoline
PAWTUCKET | GIBBY'S SERVICE | 385 EAST ST | UST-1330 | Gasoline Station | 4 | 1965-06-01 | Permanently Closed | 560 | Heating Oil No.2
PAWTUCKET | GIBBY'S SERVICE | 385 EAST ST | UST-1330 | Gasoline Station | 5 | 1965-06-01 | Permanently Closed | 560 | Waste Oil
PAWTUCKET | GIL'S PROPERTY SERVICES LLC | 31 CONGRESS ST | UST-4828 | Commercials | 1 | null | Permanently Closed | 3000 | Heating Oil No.2 | Single Walled
PAWTUCKET | GLENCAIRN MANUFACTURING CO. | 5 SAUNDERS ST | UST-16112 | Industrial | 1 | 1984-10-09 | Permanently Closed | 2000 | Heating Oil No.2
PAWTUCKET | GLOBE PRINTING | 466 DIVISION ST | UST-15198 | Industrial | 1 | 1984-10-09 | Permanently Closed | 2000 | Gasoline
PAWTUCKET | GLOBE PRINTING | 466 DIVISION ST | UST-15198 | Industrial | 2 | 1984-10-09 | Permanently Closed | 2000 | Diesel
PAWTUCKET | GOFF JUNIOR HIGH SCHOOL | 974 NEWPORT AVE | UST-1422 | Education - Town | 1 | 1984-10-09 | Permanently Closed | 5000 | Heating Oil No.2
PAWTUCKET | GOLD MACHINERY | THURSTON & NEWELL ST | UST-18991 | Commercials | 1 | 1984-10-09 | Permanently Closed | 6000 | Heating Oil No.2
PAWTUCKET | GOSSELIN PROPERTY | 49 KEPLER ST | UST-4942 | Multiple Residence | 1 | null | Permanently Closed | 500 | Heating Oil No.2
PAWTUCKET | GOUDREAU TEXACO | 1438 NEWPORT AVE | UST-526 | Gasoline Station | 1 | 1965-04-01 | Permanently Closed | 2000 | Gasoline
PAWTUCKET | GOUDREAU TEXACO | 1438 NEWPORT AVE | UST-526 | Gasoline Station | 2 | 1965-04-01 | Permanently Closed | 2000 | Gasoline
PAWTUCKET | GOUDREAU TEXACO | 1438 NEWPORT AVE | UST-526 | Gasoline Station | 3 | 1965-04-01 | Permanently Closed | 4000 | Gasoline
PAWTUCKET | GOUDREAU TEXACO | 1438 NEWPORT AVE | UST-526 | Gasoline Station | 4 | 1965-04-01 | Permanently Closed | 2000 | Gasoline
PAWTUCKET | GOUDREAU TEXACO | 1438 NEWPORT AVE | UST-526 | Gasoline Station | 5 | 1965-04-01 | Permanently Closed | 550 | Waste Oil
PAWTUCKET | GOUDREAU TEXACO | 1438 NEWPORT AVE | UST-526 | Gasoline Station | 6 | 1984-10-09 | Permanently Closed | 500 | Heating Oil No.2
PAWTUCKET | GREENHALGH MILL CORP. (OOB) | 418 WOODBINE ST | UST-2283 | Industrial | 1 | 1978-06-01 | Permanently Closed | 10000 | Heating Oil No.2
PAWTUCKET | GREENHALGH MILL CORP. (OOB) | 418 WOODBINE ST | UST-2283 | Industrial | 2 | 1978-06-01 | Permanently Closed | 10000 | Heating Oil No.2
PAWTUCKET | GREENHALGH MILL CORP. (OOB) | 418 WOODBINE ST | UST-2283 | Industrial | 3 | 1957-06-01 | Permanently Closed | 10000 | Heating Oil No.6
PAWTUCKET | GREENHALGH MILL CORP. (OOB) | 418 WOODBINE ST | UST-2283 | Industrial | 4 | 1957-06-01 | Permanently Closed | 10000 | Heating Oil No.6
PAWTUCKET | GREENHALGH MILL CORP. (OOB) | 418 WOODBINE ST | UST-2283 | Industrial | 5 | 1957-06-01 | Permanently Closed | 10000 | Heating Oil No.6
PAWTUCKET | GREGORY SULLIVAN | 23-27 CARVER ST | UST-16668 | Commercials | 1 | 1984-10-09 | Permanently Closed | 500 | Heating Oil No.2
PAWTUCKET | GREGORY SULLIVAN | 23-27 CARVER ST | UST-16668 | Commercials | 2 | 1984-10-09 | Permanently Closed | 500 | Heating Oil No.2
PAWTUCKET | GULF EXPRESS | 711 EAST AVE | UST-755 | Gasoline Station | 1 | 1978-04-01 | Permanently Closed | 6000 | Gasoline
PAWTUCKET | GULF EXPRESS | 711 EAST AVE | UST-755 | Gasoline Station | 2 | 1978-04-01 | Permanently Closed | 6000 | Gasoline
PAWTUCKET | GULF EXPRESS | 711 EAST AVE | UST-755 | Gasoline Station | 3 | 1978-04-01 | Permanently Closed | 8000 | Gasoline
PAWTUCKET | GULF EXPRESS | 711 EAST AVE | UST-755 | Gasoline Station | 4 | 1998-01-06 | In Use | 12000 | Gasoline | Double Walled | 2019-01-23
PAWTUCKET | GULF EXPRESS | 711 EAST AVE | UST-755 | Gasoline Station | 5 | 1998-01-06 | In Use | 8000 | Gasoline | Double Walled | 2019-01-23
PAWTUCKET | GUS'S GARAGE | 45 SHARON AVE | UST-15941 | Other | 1 | 1984-10-09 | Permanently Closed | 1000 | Gasoline
PAWTUCKET | GUS'S GARAGE | 45 SHARON AVE | UST-15941 | Other | 2 | 1984-10-09 | Permanently Closed | 1000 | Gasoline
PAWTUCKET | H & J REALTY | 96 BLACKSTONE ST | UST-16089 | Commercials | 1 | 1984-10-09 | Permanently Closed | 1000 | Waste Oil
PAWTUCKET | H & J REALTY | 96 BLACKSTONE ST | UST-16089 | Commercials | 2 | 1984-10-09 | Permanently Closed | 1000 | Waste Oil
PAWTUCKET | H & J REALTY | 96 BLACKSTONE ST | UST-16089 | Commercials | 3 | 1984-10-09 | Permanently Closed | 2000 | Heating Oil No.2
PAWTUCKET | H & J REALTY | 96 BLACKSTONE ST | UST-16089 | Commercials | 4 | 1984-10-09 | Permanently Closed | 3000 | Gasoline
PAWTUCKET | H & J REALTY | 96 BLACKSTONE ST | UST-16089 | Commercials | 5 | 1984-10-09 | Permanently Closed | 3000 | Gasoline
PAWTUCKET | H & J REALTY | 96 BLACKSTONE ST | UST-16089 | Commercials | 6 | 1984-10-09 | Permanently Closed | 2000 | Heating Oil No.2
PAWTUCKET | HABITAT FOR HUMANITY | 41 JEFFERSON AVE | UST-4303 | Commercials | 1 | 1984-10-09 | Permanently Closed | 2000 | Gasoline
PAWTUCKET | HABITAT FOR HUMANITY | 41 JEFFERSON AVE | UST-4303 | Commercials | 2 | 1984-10-09 | Permanently Closed | 1200 | Gasoline
PAWTUCKET | HALL INSTITUTE (FORMERLY) | 120 HIGH ST | UST-16998 | Other | 1 | 1984-10-09 | Permanently Closed | 2000 | Heating Oil No.2
PAWTUCKET | HALLQUIST | 441 PROSPECT ST | UST-15864 | Commercials | 1 | 1984-10-09 | Permanently Closed | 1000 | Waste Oil
PAWTUCKET | HALLQUIST | 441 PROSPECT ST | UST-15864 | Commercials | 2 | 1984-10-09 | Permanently Closed | 1000 | Heating Oil No.2
PAWTUCKET | HALLQUIST | 441 PROSPECT ST | UST-15864 | Commercials | 3 | 1984-10-09 | Permanently Closed | 1000 | Heating Oil No.2
PAWTUCKET | HALLQUIST | 441 PROSPECT ST | UST-15864 | Commercials | 4 | 1984-10-09 | Permanently Closed | 2000 | Gasoline
PAWTUCKET | HALLQUIST | 441 PROSPECT ST | UST-15864 | Commercials | 5 | 1984-10-09 | Permanently Closed | 5000 | Gasoline
PAWTUCKET | HALLQUIST | 441 PROSPECT ST | UST-15864 | Commercials | 6 | 1984-10-09 | Permanently Closed | 5000 | Gasoline
PAWTUCKET | HAMMART WINDOW (SIDEWALK) | 176 WASHINGTON ST | UST-15411 | State Government | 1 | 1984-10-09 | Permanently Closed | 1500 | Waste Oil
PAWTUCKET | HARMONY MILLS | 10 DUNNELL LN | UST-16688 | Industrial | 1 | 1984-10-09 | Permanently Closed | 3000 | Heating Oil No.6
PAWTUCKET | HARMONY MILLS | 10 DUNNELL LN | UST-16688 | Industrial | 2 | 1984-10-09 | Permanently Closed | 4000 | Heating Oil No.6
PAWTUCKET | HARSS EXPRESS | 698 BROADWAY | UST-758 | Gasoline Station | 1 | 1978-04-01 | Permanently Closed | 8000 | Gasoline
PAWTUCKET | HARSS EXPRESS | 698 BROADWAY | UST-758 | Gasoline Station | 2 | 1978-04-01 | Permanently Closed | 8000 | Gasoline
PAWTUCKET | HARSS EXPRESS | 698 BROADWAY | UST-758 | Gasoline Station | 3 | 1978-04-01 | Permanently Closed | 8000 | Gasoline
PAWTUCKET | HARSS EXPRESS | 698 BROADWAY | UST-758 | Gasoline Station | 4 | 1984-10-09 | Permanently Closed | 500 | Waste Oil
PAWTUCKET | HARSS EXPRESS | 698 BROADWAY | UST-758 | Gasoline Station | 5 | 2000-08-17 | In Use | 10000 | Gasoline | Double Walled | 2023-02-08
PAWTUCKET | HARSS EXPRESS | 698 BROADWAY | UST-758 | Gasoline Station | 6 | 2000-08-17 | In Use | 8000 | Gasoline | Double Walled | 2023-02-08
PAWTUCKET | HARTY REALTY | 59 BLACKSTONE AVE | UST-4033 | Commercials | 1 | 1984-10-09 | Permanently Closed | 500 | Hazardous Substance
PAWTUCKET | HASBRO, INC. | 1027 NEWPORT AVE | UST-2180 | Commercials | 1 | 1986-09-01 | Permanently Closed | 10000 | Heating Oil No.2 | Double Walled
PAWTUCKET | HASBRO, INC. | 1027 NEWPORT AVE | UST-2180 | Commercials | 2 | 1986-09-01 | Permanently Closed | 10000 | Heating Oil No.2 | Double Walled
PAWTUCKET | HAXTONS LIQUORS | 457 LONSDALE AVE | UST-18197 | Commercials | 1 | 1984-10-09 | Permanently Closed | 8000 | Gasoline
PAWTUCKET | HAXTONS LIQUORS | 457 LONSDALE AVE | UST-18197 | Commercials | 2 | 1984-10-09 | Permanently Closed | 8000 | Gasoline
PAWTUCKET | HAXTONS LIQUORS | 457 LONSDALE AVE | UST-18197 | Commercials | 3 | 1984-10-09 | Permanently Closed | 8000 | Gasoline
PAWTUCKET | HEFFERNAN APARTMENTS, INC. | 89 LINTON ST | UST-4020 | Multiple Residence | 1 | 1984-10-09 | Permanently Closed | 1000 | Heating Oil No.2
PAWTUCKET | HELEN T. LYNCH PROPERTY | 36 ANAWAN RD | UST-19179 | Private Residence | 1 | 1984-10-09 | Permanently Closed | 2000 | Heating Oil No.2
PAWTUCKET | HELENE'S LAUNDRA MAT | 290 DEXTER ST | UST-3927 | Commercials | 1 | 1984-10-09 | Permanently Closed | 1000 | Heating Oil No.2
PAWTUCKET | HENRY J. WINTERS ELEMENTARY SCHOOL | 481 BROADWAY | UST-1421 | Education - Town | 1 | 1984-10-09 | Permanently Closed | 6000 | Heating Oil No.2
PAWTUCKET | HI-TECH AUTO SALES AND RENTALS | 264 WEEDEN ST | UST-15616 | Commercials | 1 | 1984-10-09 | Permanently Closed | 2000 | Gasoline
PAWTUCKET | HI-TECH AUTO SALES AND RENTALS | 264 WEEDEN ST | UST-15616 | Commercials | 2 | 1984-10-09 | Permanently Closed | 2000 | Gasoline
PAWTUCKET | HI-TECH AUTO SALES AND RENTALS | 264 WEEDEN ST | UST-15616 | Commercials | 3 | 1984-10-09 | Permanently Closed | 3000 | Gasoline
PAWTUCKET | HOLIDAY AUTO ANNEX | 97 CROSSMAN ST | UST-16211 | Commercials | 1 | 1984-10-09 | Permanently Closed | 500 | Waste Oil
PAWTUCKET | HORD TOOL & DIE CORPORATION | 45 YORK AVE | UST-3142 | Industrial | 1 | 1984-10-09 | Permanently Closed | 1000 | Heating Oil No.2
PAWTUCKET | HORD TOOL & DIE CORPORATION | 45 YORK AVE | UST-3142 | Industrial | 2 | 1984-10-09 | Permanently Closed | 1000 | Heating Oil No.2
PAWTUCKET | HORD TOOL & DIE CORPORATION | 45 YORK AVE | UST-3142 | Industrial | 3 | 1984-10-09 | Permanently Closed | 1000 | Heating Oil No.2
PAWTUCKET | HORD TOOL & DIE CORPORATION | 33 YORK AVE | UST-3151 | Industrial | 1 | 1984-10-09 | Permanently Closed | 1000 | Heating Oil No.2
PAWTUCKET | HORD TOOL & DIE CORPORATION | 33 YORK AVE | UST-3151 | Industrial | 2 | 1984-10-09 | Permanently Closed | 2000 | Gasoline
PAWTUCKET | HOUSING SYSTEMS, INC. | 10 MONTICELLO PL | UST-1609 | Commercials | 1 | 1979-03-01 | Permanently Closed | 3000 | Gasoline
PAWTUCKET | IMMACULATE HEART OF MARY | 291 HIGH ST | UST-16615 | Other | 1 | 1984-10-09 | Permanently Closed | 1000 | Heating Oil No.2
PAWTUCKET | INTERNATIONAL ACCESSORIES | 717 SCHOOL ST | UST-2280 | Commercials | 1 | 1984-10-09 | Permanently Closed | 8000 | Heating Oil No.4
PAWTUCKET | INTERNATIONAL AUTO REPAIR | 544 SMITHFIELD AVE | UST-2932 | Commercials | 1 | 1984-10-09 | Permanently Closed | 500 | Heating Oil No.2
PAWTUCKET | INTERNATIONAL AUTO REPAIR | 544 SMITHFIELD AVE | UST-2932 | Commercials | 2 | 1984-10-09 | Permanently Closed | 3000 | Gasoline
PAWTUCKET | INTERNATIONAL AUTO REPAIR | 544 SMITHFIELD AVE | UST-2932 | Commercials | 3 | 1984-10-09 | Permanently Closed | 4000 | Gasoline
PAWTUCKET | INTERNATIONAL AUTO REPAIR | 544 SMITHFIELD AVE | UST-2932 | Commercials | 4 | 1984-10-09 | Permanently Closed | 275 | Waste Oil
PAWTUCKET | INTERNATIONAL AUTO REPAIR | 544 SMITHFIELD AVE | UST-2932 | Commercials | 5 | 1984-10-09 | Permanently Closed | 250 | Heating Oil No.2
PAWTUCKET | INTERNATIONAL PACKAGING CORP. | 517 MINERAL SPRING AVE | UST-2281 | Commercials | 1 | 1984-10-09 | Permanently Closed | 20000 | Heating Oil No.4
PAWTUCKET | IRENE REALTY CORP. | 31 PRIVET ST | UST-2435 | Commercials | 1 | 1984-10-09 | Permanently Closed | 10000 | Heating Oil No.2
PAWTUCKET | J & J INVESTMENT | 781 LONSDALE AVE | UST-15090 | Industrial | 1 | 1984-10-09 | Permanently Closed | 1000 | Gasoline
PAWTUCKET | J & J INVESTMENT | 781 LONSDALE AVE | UST-15090 | Industrial | 2 | 1984-10-09 | Permanently Closed | 2000 | Gasoline
PAWTUCKET | J & J INVESTMENT | 781 LONSDALE AVE | UST-15090 | Industrial | 3 | 1984-10-09 | Permanently Closed | 2000 | Gasoline
PAWTUCKET | J & K SALES COMPANY | 10 FRONT ST | UST-18943 | Commercials | 1 | 1984-10-09 | Permanently Closed | 1000 | Heating Oil No.2
PAWTUCKET | J & K SALES COMPANY | 10 FRONT ST | UST-18943 | Commercials | 2 | 1984-10-09 | Permanently Closed | 10000 | Heating Oil No.2
PAWTUCKET | J. TEX | 396 PAWTUCKET AVE | UST-3163 | Commercials | 1 | 1984-10-09 | Permanently Closed | 1000 | Waste Oil
PAWTUCKET | J. TEX | 396 PAWTUCKET AVE | UST-3163 | Commercials | 2 | 1984-10-09 | Permanently Closed | 500 | Heating Oil No.2
PAWTUCKET | J.P. REALTY | 450 MAIN ST | UST-15929 | Commercials | 1 | 1984-10-09 | Permanently Closed | 5000 | Gasoline
PAWTUCKET | JACK'S GETTY STATION | 1012 MAIN ST | UST-1310 | Gasoline Station | 1 | 1984-10-09 | Permanently Closed | 550 | Waste Oil
PAWTUCKET | JACK'S GETTY STATION | 1012 MAIN ST | UST-1310 | Gasoline Station | 2 | 1981-04-01 | Permanently Closed | 6000 | Gasoline
PAWTUCKET | JACK'S GETTY STATION | 1012 MAIN ST | UST-1310 | Gasoline Station | 3 | 1984-10-09 | Permanently Closed | 550 | Waste Oil
PAWTUCKET | JACK'S GETTY STATION | 1012 MAIN ST | UST-1310 | Gasoline Station | 4 | 1981-04-01 | Permanently Closed | 6000 | Gasoline
PAWTUCKET | JACK'S GETTY STATION | 1012 MAIN ST | UST-1310 | Gasoline Station | 5 | 1981-04-01 | Permanently Closed | 6000 | Gasoline
PAWTUCKET | JAMES CORDANO | 36 PARK PL | UST-16538 | Commercials | 1 | 1984-10-09 | Permanently Closed | 1000 | Heating Oil No.2
PAWTUCKET | JANCO COMPANY | 800 LONSDALE AVE | UST-15080 | Commercials | 1 | 1984-10-09 | Permanently Closed | 3000 | Diesel
PAWTUCKET | JANCO COMPANY | 800 LONSDALE AVE | UST-15080 | Commercials | 2 | 1984-10-09 | Permanently Closed | 3000 | Diesel
PAWTUCKET | JEHA'S CITGO | 76 NEWPORT AVE | UST-431 | Gasoline Station | 1 | 1969-04-01 | Permanently Closed | 5129 | Gasoline
PAWTUCKET | JEHA'S CITGO | 76 NEWPORT AVE | UST-431 | Gasoline Station | 2 | 1969-04-01 | Permanently Closed | 5129 | Gasoline
PAWTUCKET | JEHA'S CITGO | 76 NEWPORT AVE | UST-431 | Gasoline Station | 3 | 1969-04-01 | Permanently Closed | 5129 | Gasoline
PAWTUCKET | JEHA'S CITGO | 76 NEWPORT AVE | UST-431 | Gasoline Station | 4 | 1969-04-01 | Permanently Closed | 5129 | Diesel
PAWTUCKET | JEHA'S CITGO | 76 NEWPORT AVE | UST-431 | Gasoline Station | 5 | 1969-04-01 | Permanently Closed | 1500 | Heating Oil No.2
PAWTUCKET | JEHA'S CITGO | 76 NEWPORT AVE | UST-431 | Gasoline Station | 6 | 1990-10-01 | Permanently Closed | 1000 | Heating Oil No.2 | Double Walled
PAWTUCKET | JEHA'S CITGO | 76 NEWPORT AVE | UST-431 | Gasoline Station | 7 | 1961-04-01 | Permanently Closed | 550 | Waste Oil
PAWTUCKET | JEHA'S CITGO | 76 NEWPORT AVE | UST-431 | Gasoline Station | 8 | 1990-10-01 | Permanently Closed | 550 | Waste Oil | Double Walled
PAWTUCKET | JEHA'S CITGO | 76 NEWPORT AVE | UST-431 | Gasoline Station | 9 | 1990-10-01 | Permanently Closed | 10000 | Gasoline | Double Walled
PAWTUCKET | JEHA'S CITGO | 76 NEWPORT AVE | UST-431 | Gasoline Station | 10 | 1990-10-01 | Permanently Closed | 10000 | Gasoline | Double Walled
PAWTUCKET | JEHA'S CITGO | 76 NEWPORT AVE | UST-431 | Gasoline Station | 11 | 1990-10-01 | Permanently Closed | 10000 | Gasoline | Double Walled
PAWTUCKET | JEHA'S CITGO | 76 NEWPORT AVE | UST-431 | Gasoline Station | 12 | 2001-06-12 | In Use | 12000 | Gasoline | Double Walled
PAWTUCKET | JEHA'S CITGO | 76 NEWPORT AVE | UST-431 | Gasoline Station | 13 | 2001-06-12 | In Use | 6000 | Gasoline | Double Walled
PAWTUCKET | JET ELECTRIC | 688 SCHOOL ST | UST-18616 | Commercials | 1 | 1984-10-09 | Permanently Closed | 2000 | Gasoline
PAWTUCKET | JET ELECTRIC | 688 SCHOOL ST | UST-18616 | Commercials | 2 | 1984-10-09 | Permanently Closed | 2000 | Heating Oil No.2
PAWTUCKET | JIFFY LUBE | 121 NEWPORT AVE | UST-2655 | Commercials | 1 | 1987-11-01 | Permanently Closed | 3000 | Waste Oil
PAWTUCKET | JIFFY LUBE | 121 NEWPORT AVE | UST-2655 | Commercials | 2 | 1987-11-01 | Permanently Closed | 3000 | Motor Oil
PAWTUCKET | JIFFY LUBE | 121 NEWPORT AVE | UST-2655 | Commercials | 3 | 1987-11-01 | Permanently Closed | 3000 | Motor Oil
PAWTUCKET | JOE'S CEDAR ST. SHELL | 71 CEDAR ST | UST-808 | Gasoline Station | 1 | 1978-04-01 | Permanently Closed | 10000 | Gasoline | Single Walled
PAWTUCKET | JOE'S CEDAR ST. SHELL | 71 CEDAR ST | UST-808 | Gasoline Station | 2 | 1978-04-01 | Permanently Closed | 10000 | Gasoline | Single Walled
PAWTUCKET | JOE'S CEDAR ST. SHELL | 71 CEDAR ST | UST-808 | Gasoline Station | 3 | 1978-04-01 | Permanently Closed | 10000 | Gasoline | Single Walled
PAWTUCKET | JOE'S CEDAR ST. SHELL | 71 CEDAR ST | UST-808 | Gasoline Station | 4 | 1978-02-01 | Permanently Closed | 500 | Waste Oil
PAWTUCKET | JOE'S CEDAR ST. SHELL | 71 CEDAR ST | UST-808 | Gasoline Station | 5 | 1967-02-01 | Permanently Closed | 550 | Heating Oil No.2
PAWTUCKET | JOE'S CEDAR ST. SHELL | 71 CEDAR ST | UST-808 | Gasoline Station | 6 | 2011-11-11 | Permanently Closed | 8000 | Diesel | Double Walled | 2011-11-11
PAWTUCKET | JOE'S CEDAR ST. SHELL | 71 CEDAR ST | UST-808 | Gasoline Station | 7 | 2011-11-11 | Permanently Closed | 8000 | Gasoline | Double Walled | 2011-11-11
PAWTUCKET | JOE'S CEDAR ST. SHELL | 71 CEDAR ST | UST-808 | Gasoline Station | 8 | 2011-11-11 | Permanently Closed | 12000 | Gasoline | Double Walled | 2011-11-11
PAWTUCKET | JOE'S CEDAR ST. SHELL | 71 CEDAR ST | UST-808 | Gasoline Station | 9 | 2025-05-08 | Install In Process | 15000 | Gasoline |  | 2025-07-24
PAWTUCKET | JOE'S CEDAR ST. SHELL | 71 CEDAR ST | UST-808 | Gasoline Station | 10 | 2025-05-08 | Install In Process | 9000 | Gasoline |  | 2025-07-24
PAWTUCKET | JOE'S CEDAR ST. SHELL | 71 CEDAR ST | UST-808 | Gasoline Station | 11 | 2025-05-08 | Install In Process | 6000 | Diesel |  | 2025-07-24
PAWTUCKET | JOHN J. NISSEN BAKING CO., INC | 817 DEXTER ST | UST-1913 | Industrial | 1 | 1984-10-09 | Permanently Closed | 1000 | Heating Oil No.6
PAWTUCKET | JOHN J. NISSEN BAKING CO., INC | 817 DEXTER ST | UST-1913 | Industrial | 2 | 1984-10-09 | Permanently Closed | 3000 | Heating Oil No.6
PAWTUCKET | JOHN J. NISSEN BAKING CO., INC | 817 DEXTER ST | UST-1913 | Industrial | 3 | 1984-10-09 | Permanently Closed | 2500 | Waste Oil
PAWTUCKET | JOHN J. NISSEN BAKING CO., INC | 817 DEXTER ST | UST-1913 | Industrial | 4 | 1970-05-01 | Permanently Closed | 5000 | Gasoline
PAWTUCKET | JOHN J. NISSEN BAKING CO., INC | 817 DEXTER ST | UST-1913 | Industrial | 5 | 1970-05-01 | Permanently Closed | 5000 | Diesel
PAWTUCKET | JOHN J. NISSEN BAKING CO., INC | 817 DEXTER ST | UST-1913 | Industrial | 6 | 1978-05-01 | Permanently Closed | 10000 | Heating Oil No.2
PAWTUCKET | JOHN J. NISSEN BAKING CO., INC | 817 DEXTER ST | UST-1913 | Industrial | 7 | 1984-10-09 | Permanently Closed | 3000 | Heating Oil No.6
PAWTUCKET | JOHN PARISE | 749 MINERAL SPRING AVE | UST-1512 | Gasoline Station | 1 | 1973-04-01 | Permanently Closed | 510 | Heating Oil No.2
PAWTUCKET | JOHN PARISE | 749 MINERAL SPRING AVE | UST-1512 | Gasoline Station | 2 | 1974-04-01 | Permanently Closed | 4000 | Gasoline
PAWTUCKET | JOHN PARISE | 749 MINERAL SPRING AVE | UST-1512 | Gasoline Station | 3 | 1974-04-01 | Permanently Closed | 4000 | Gasoline
PAWTUCKET | JOHN PARISE | 749 MINERAL SPRING AVE | UST-1512 | Gasoline Station | 4 | 1974-04-01 | Permanently Closed | 4000 | Gasoline
PAWTUCKET | JOHN PARISE | 749 MINERAL SPRING AVE | UST-1512 | Gasoline Station | 5 | 1974-04-01 | Permanently Closed | 4000 | Gasoline
PAWTUCKET | JOHN PARISE | 749 MINERAL SPRING AVE | UST-1512 | Gasoline Station | 6 | 1973-04-01 | Permanently Closed | 4000 | Gasoline
PAWTUCKET | JOHN WILLIAMSON | 20 INDIA ST | UST-18461 | Other | 1 | 1984-10-09 | Permanently Closed | 500 | Heating Oil No.2
PAWTUCKET | JOHN'S MOTOR CAR, INC. | 707 BROADWAY | UST-19191 | Commercials | 1 | 1984-10-09 | Permanently Closed | 1000 | Gasoline
PAWTUCKET | JOHN'S MOTOR CAR, INC. | 707 BROADWAY | UST-19191 | Commercials | 2 | 1984-10-09 | Permanently Closed | 2000 | Gasoline
PAWTUCKET | JOHN'S MOTOR CAR, INC. | 707 BROADWAY | UST-19191 | Commercials | 3 | null | Abandoned | 2000 | Heating Oil No.2
PAWTUCKET | JOHN'S MOTOR CAR, INC. | 707 BROADWAY | UST-19191 | Commercials | 4 | null | Abandoned | 2000 | Heating Oil No.2
PAWTUCKET | JOSEPH MARQUES REALTY | 161 RAND ST | UST-16966 | Commercials | 1 | 1984-10-09 | Permanently Closed | 7500 | Heating Oil No.2
PAWTUCKET | JOSEPH MASCHIANO | 394 PAWTUCKET AVE | UST-18637 | Commercials | 1 | 1984-10-09 | Permanently Closed | 4000 | Gasoline
PAWTUCKET | JOSEPH MASCHIANO | 394 PAWTUCKET AVE | UST-18637 | Commercials | 2 | 1984-10-09 | Permanently Closed | 4000 | Gasoline
PAWTUCKET | JOSEPH MASCHIANO | 394 PAWTUCKET AVE | UST-18637 | Commercials | 3 | 1984-10-09 | Permanently Closed | 4000 | Gasoline
PAWTUCKET | JR LIQUORS | 350 BENEFIT ST | UST-19011 | Commercials | 1 | 1984-10-09 | Permanently Closed | 1000 | Heating Oil No.2
PAWTUCKET | K & R ASSOC. (FORMERLY SURPLUS MACHINE) | 700 CENTRAL AVE | UST-15798 | Commercials | 1 | 1984-10-09 | Permanently Closed | 2000 | Heating Oil No.2
PAWTUCKET | K & R ASSOC. (FORMERLY SURPLUS MACHINE) | 700 CENTRAL AVE | UST-15798 | Commercials | 2 | 1988-08-01 | Permanently Closed | 500 | Heating Oil No.2
PAWTUCKET | K AND M REALTY | 1167 NEWPORT AVE | UST-4712 | Commercials | 1 | 1984-10-09 | Permanently Closed | 1000 | Heating Oil No.2 | Single Walled
PAWTUCKET | KELLAWAY | 24 COMMERCE ST | UST-19 | Industrial | 1 | 1984-10-09 | Permanently Closed | 10000 | Heating Oil No.2 | Single Walled
PAWTUCKET | KELLAWAY | 24 COMMERCE ST | UST-19 | Industrial | 2 | 1984-10-09 | Permanently Closed | 10000 | Heating Oil No.2
PAWTUCKET | KELLAWAY | 24 COMMERCE ST | UST-19 | Industrial | 3 | 1984-10-09 | Permanently Closed | 20000 | Heating Oil No.4
PAWTUCKET | KELLEHER OIL CO., DIV. OF TEXACO USA | 111 FREIGHT ST | UST-135 | Gasoline Station | 1 | 1984-10-09 | Permanently Closed | 20000 | Kerosene
PAWTUCKET | KELLEHER OIL CO., DIV. OF TEXACO USA | 111 FREIGHT ST | UST-135 | Gasoline Station | 2 | 1984-10-09 | Permanently Closed | 20000 | Heating Oil No.2
PAWTUCKET | KELLEHER OIL CO., DIV. OF TEXACO USA | 111 FREIGHT ST | UST-135 | Gasoline Station | 3 | 1984-10-09 | Permanently Closed | 20000 | Heating Oil No.2
PAWTUCKET | KELLEHER OIL CO., DIV. OF TEXACO USA | 111 FREIGHT ST | UST-135 | Gasoline Station | 4 | 1984-10-09 | Permanently Closed | 20000 | Heating Oil No.2
PAWTUCKET | KELLEHER OIL CO., DIV. OF TEXACO USA | 111 FREIGHT ST | UST-135 | Gasoline Station | 5 | 1984-10-09 | Permanently Closed | 4000 | Gasoline
PAWTUCKET | KELLEHER OIL CO., DIV. OF TEXACO USA | 111 FREIGHT ST | UST-135 | Gasoline Station | 6 | 1984-10-09 | Permanently Closed | 12000 | Gasoline
PAWTUCKET | KELLEY'S TRANSMISSION | 454 CENTRAL AVE | UST-17002 | Commercials | 1 | 1984-10-09 | Permanently Closed | 1000 | Waste Oil
PAWTUCKET | KENNEDY MANOR | 175 BROAD ST | UST-3540 | Federal Government | 1 | 1963-02-01 | Permanently Closed | 5000 | Heating Oil No.4
PAWTUCKET | KENNEDY MANOR | 175 BROAD ST | UST-3540 | Federal Government | 2 | 1963-02-01 | Permanently Closed | 5000 | Heating Oil No.4
PAWTUCKET | KENNEDY MANOR | 175 BROAD ST | UST-3540 | Federal Government | 3 | 1984-10-09 | Permanently Closed | 1000 | Diesel | Double Walled
PAWTUCKET | KEY CONTAINER CORPORATION | 21 CAMPBELL ST | UST-1881 | Industrial | 1 | 1972-05-01 | Permanently Closed | 8000 | Diesel
PAWTUCKET | KEY CONTAINER CORPORATION | 21 CAMPBELL ST | UST-1881 | Industrial | 2 | 1984-10-09 | Permanently Closed | 12000 | Heating Oil No.6
PAWTUCKET | KEY CONTAINER CORPORATION | 21 CAMPBELL ST | UST-1881 | Industrial | 3 | 1984-10-09 | Permanently Closed | 15000 | Heating Oil No.6 | Single Walled
PAWTUCKET | KINGS LAUNDRY, INC. | 1600 NEWPORT AVE | UST-3199 | Commercials | 1 | 1984-10-09 | Permanently Closed | 3000 | Heating Oil No.2
PAWTUCKET | KORB'S BAKERY (FORMERLY) | 540 PAWTUCKET AVE | UST-18864 | Commercials | 1 | 1984-10-09 | Permanently Closed | 500 | Unknown
PAWTUCKET | KORB'S BAKERY (FORMERLY) | 540 PAWTUCKET AVE | UST-18864 | Commercials | 2 | 1984-10-09 | Permanently Closed | 330 | Heating Oil No.2
PAWTUCKET | KOURY STEEL ERECTION | 265 YORK AVE | UST-16117 | Commercials | 1 | 1951-08-01 | Permanently Closed | 1000 | Gasoline
PAWTUCKET | KOURY STEEL ERECTION | 265 YORK AVE | UST-16117 | Commercials | 2 | 1951-08-01 | Permanently Closed | 1000 | Diesel
PAWTUCKET | KOURY STEEL ERECTION | 265 YORK AVE | UST-16117 | Commercials | 3 | 1951-08-01 | Permanently Closed | 3000 | Gasoline
PAWTUCKET | KOURY STEEL ERECTION | 265 YORK AVE | UST-16117 | Commercials | 4 | 1971-08-01 | Permanently Closed | 3000 | Diesel
PAWTUCKET | KOURY STEEL ERECTION | 265 YORK AVE | UST-16117 | Commercials | 5 | 1971-08-01 | Permanently Closed | 4000 | Diesel
PAWTUCKET | LANDRY & MARTIN OIL CO., INC. | 362 CENTRAL AVE | UST-281 | Commercials | 1 | 1984-03-01 | Permanently Closed | 20000 | Heating Oil No.2
PAWTUCKET | LANDRY & MARTIN OIL CO., INC. | 362 CENTRAL AVE | UST-281 | Commercials | 2 | 1984-03-01 | Permanently Closed | 20000 | Heating Oil No.2
PAWTUCKET | LANDRY & MARTIN OIL CO., INC. | 362 CENTRAL AVE | UST-281 | Commercials | 3 | 1965-03-01 | Permanently Closed | 25000 | Diesel
PAWTUCKET | LANDRY & MARTIN OIL CO., INC. | 362 CENTRAL AVE | UST-281 | Commercials | 4 | 1965-03-01 | Permanently Closed | 25000 | Heating Oil No.2
PAWTUCKET | LANDRY & MARTIN OIL CO., INC. | 362 CENTRAL AVE | UST-281 | Commercials | 5 | 1965-03-01 | Permanently Closed | 20000 | Diesel
PAWTUCKET | LANDRY & MARTIN OIL CO., INC. | 362 CENTRAL AVE | UST-281 | Commercials | 6 | 1984-10-09 | Permanently Closed | 1500 | Heating Oil No.2
PAWTUCKET | LANDRY & MARTIN OIL CO., INC. | 362 CENTRAL AVE | UST-281 | Commercials | 7 | 1984-10-09 | Permanently Closed | 1500 | Heating Oil No.2
PAWTUCKET | LANDRY & MARTIN OIL CO., INC. | 362 CENTRAL AVE | UST-281 | Commercials | 8 | 1984-10-09 | Permanently Closed | 2000 | Gasoline
PAWTUCKET | LANDRY & MARTIN OIL CO., INC. | 362 CENTRAL AVE | UST-281 | Commercials | 9 | 1984-10-09 | Permanently Closed | 1000 | Gasoline
PAWTUCKET | LANDRY & MARTIN OIL CO., INC. | 362 CENTRAL AVE | UST-281 | Commercials | 10 | 1998-10-27 | In Use | 12000 | Diesel | Double Walled | 1998-10-27
PAWTUCKET | LANDRY & MARTIN OIL CO., INC. | 362 CENTRAL AVE | UST-281 | Commercials | 11 | 1998-10-27 | Permanently Closed | 2000 | Gasoline | Double Walled | 1998-10-27
PAWTUCKET | LANMAR APARTMENTS | 139 COTTAGE ST | UST-4664 | Multiple Residence | 1 | 1984-10-09 | Permanently Closed | 330 | Heating Oil No.2
PAWTUCKET | LANMAR APARTMENTS - 19 HARRISON ST | 19 HARRISON ST | UST-4707 | Multiple Residence | 1 | 1984-10-09 | Permanently Closed | 500 | Heating Oil No.2
PAWTUCKET | LANMAR APARTMENTS - 199-201 SOUTH BEND ST | 199 SOUTH BEND ST | UST-4726 | Multiple Residence | 1 | 1984-10-09 | Permanently Closed | 500 | Heating Oil No.2 | Single Walled
PAWTUCKET | LANMAR APARTMENTS - 85 PROSPECT ST | 85 PROSPECT ST | UST-4775 | Multiple Residence | 1 | 1984-10-09 | Permanently Closed | 500 | Heating Oil No.2
PAWTUCKET | LANMAR APARTMENTS 93-95 HARRISON ST | 93-95 HARRISON ST | UST-4709 | Multiple Residence | 1 | 1984-10-09 | Permanently Closed | 275 | Heating Oil No.2
PAWTUCKET | LANMAR CORPORATION | 210 DIVISION ST | UST-3365 | Commercials | 1 | 1984-05-01 | Permanently Closed | 1000 | Heating Oil No.2
PAWTUCKET | LANMAR CORPORATION | 210 DIVISION ST | UST-3365 | Commercials | 2 | 1984-05-01 | Permanently Closed | 1000 | Heating Oil No.2
PAWTUCKET | LANMAR CORPORATION | 111 FREIGHT ST | UST-3773 | Commercials | 1 | 1987-10-01 | Permanently Closed | 2000 | Heating Oil No.2 | Single Walled
PAWTUCKET | LANMAR CORPORATION | 125 FREIGHT ST | UST-3774 | Commercials | 1 | 1984-10-09 | Permanently Closed | 2000 | Heating Oil No.2 | Single Walled
PAWTUCKET | LANMAR CORPORATION | 143 COTTAGE ST | UST-3796 | Commercials | 1 | 1984-10-09 | Permanently Closed | 1000 | Heating Oil No.2
PAWTUCKET | LANMAR CORPORATION | 145 COTTAGE ST | UST-3797 | Commercials | 1 | 1984-10-09 | Permanently Closed | 1000 | Heating Oil No.2
PAWTUCKET | LANMAR CORPORATION | 26 LYON ST | UST-3798 | Commercials | 1 | 1984-10-09 | Permanently Closed | 1000 | Heating Oil No.2
PAWTUCKET | LANMAR CORPORATION | 67 WEBSTER ST | UST-18966 | Multiple Residence | 1 | 1984-10-09 | Permanently Closed | 2000 | Heating Oil No.2
PAWTUCKET | LANMAR CORPORATION | 45-49 WEBSTER ST | UST-18967 | Multiple Residence | 1 | 1984-10-09 | Permanently Closed | 2000 | Heating Oil No.2
PAWTUCKET | LANMAR CORPORATION | 63 WEBSTER ST | UST-18968 | Multiple Residence | 1 | 1984-10-09 | Permanently Closed | 2000 | Heating Oil No.2
PAWTUCKET | LANTAU ISLAND, INC. (DMV) | 286 MAIN ST | UST-188 | Commercials | 1 | 1964-03-01 | Permanently Closed | 10000 | Heating Oil No.2
PAWTUCKET | LANTAU ISLAND, INC. (DMV) | 286 MAIN ST | UST-188 | Commercials | 2 | 1976-03-01 | Permanently Closed | 10000 | Heating Oil No.2
PAWTUCKET | LANTAU, INC. PROPERTY (FORMER DMV) | 298 MAIN ST | UST-4027 | Commercials | 1 | 1984-10-09 | Permanently Closed | 10000 | Heating Oil No.2
PAWTUCKET | LARRY SHUSHANSKI RESIDENTIAL PROPERTY | 351 EAST AVE | UST-4274 | Private Residence | 1 | 1984-10-09 | Permanently Closed | 3000 | Heating Oil No.2
PAWTUCKET | LAWN TERRACE APAREMENTS | 320-360 MINERAL SPRING AVE | UST-1541 | Commercials | 1 | 1977-01-01 | Permanently Closed | 2000 | Heating Oil No.2
PAWTUCKET | LAWN TERRACE APAREMENTS | 320-360 MINERAL SPRING AVE | UST-1541 | Commercials | 2 | 1977-01-01 | Permanently Closed | 2000 | Heating Oil No.2
PAWTUCKET | LAWN TERRACE APARTMENTS | 180-226 PLEASANT ST | UST-1540 | Commercials | 1 | 1977-01-01 | Permanently Closed | 1500 | Heating Oil No.2
PAWTUCKET | LAWN TERRACE APARTMENTS | 180-226 PLEASANT ST | UST-1540 | Commercials | 2 | 1977-01-01 | Permanently Closed | 1500 | Heating Oil No.2
PAWTUCKET | LAWN TERRACE APARTMENTS | 180-226 PLEASANT ST | UST-1540 | Commercials | 3 | 1977-01-01 | Permanently Closed | 1500 | Heating Oil No.2
PAWTUCKET | LAWN TERRACE APARTMENTS | 180-226 PLEASANT ST | UST-1540 | Commercials | 4 | 1977-01-01 | Permanently Closed | 1500 | Heating Oil No.2
PAWTUCKET | LAWN TERRACE APARTMENTS | 180-226 PLEASANT ST | UST-1540 | Commercials | 5 | 1977-01-01 | Permanently Closed | 1500 | Heating Oil No.2
PAWTUCKET | LAWSON TRUCKING (FORMERLY) | 42 SAMUEL AVE | UST-18367 | Commercials | 1 | 1984-10-09 | Permanently Closed | 3000 | Gasoline
PAWTUCKET | LEEDON WEBBING CO., INC. | 86 TREMONT ST | UST-3509 | Industrial | 1 | 1984-10-09 | Permanently Closed | 3000 | Heating Oil No.4
PAWTUCKET | LEER'S AUTO BODY | 15 YORK AVE | UST-19299 | Commercials | 1 | 1984-10-09 | Permanently Closed | 1000 | Heating Oil No.2
PAWTUCKET | LEER'S AUTO BODY | 15 YORK AVE | UST-19299 | Commercials | 2 | 1984-10-09 | Permanently Closed | 1000 | Waste Oil
PAWTUCKET | LEO PROVOST | 622 PROSPECT ST | UST-15703 | Commercials | 1 | 1984-10-09 | Permanently Closed | 4000 | Gasoline
PAWTUCKET | LEO PROVOST | 622 PROSPECT ST | UST-15703 | Commercials | 2 | 1984-10-09 | Permanently Closed | 4000 | Gasoline
PAWTUCKET | LEO PROVOST | 622 PROSPECT ST | UST-15703 | Commercials | 3 | 1984-10-09 | Permanently Closed | 4000 | Gasoline
PAWTUCKET | LEO TROY | 35 PEQUOT RD | UST-16581 | Private Residence | 1 | 1984-10-09 | Permanently Closed | 2000 | Heating Oil No.2
PAWTUCKET | LEROY THEATRE | 84 BROAD ST | UST-18294 | Commercials | 1 | 1984-10-09 | Permanently Closed | 10000 | Heating Oil No.2
PAWTUCKET | LIBERTY PLATING COMPANY, INC. | 6 CHACE''S LN | UST-1970 | Industrial | 1 | 1986-08-01 | Permanently Closed | 2000 | Heating Oil No.2
PAWTUCKET | LITTLE SISTERS OF THE POOR | 964 MAIN ST | UST-3356 | Commercials | 1 | 1977-08-01 | Permanently Closed | 15000 | Heating Oil No.2
PAWTUCKET | LITTLE SISTERS OF THE POOR (APTS.) | 310 SAYLES AVE | UST-3355 | Commercials | 1 | 1985-08-01 | Permanently Closed | 5000 | Heating Oil No.2 | Single Walled
PAWTUCKET | LUMB MOTORS, INC. | 180 BROADWAY | UST-518 | Commercials | 1 | 1975-04-01 | Permanently Closed | 3000 | Gasoline
PAWTUCKET | LUMB MOTORS, INC. | 180 BROADWAY | UST-518 | Commercials | 2 | 1977-04-01 | Permanently Closed | 2000 | Motor Oil
PAWTUCKET | LUMB MOTORS, INC. | 180 BROADWAY | UST-518 | Commercials | 3 | 1975-04-01 | Permanently Closed | 1000 | Gasoline
PAWTUCKET | LUMB MOTORS, INC. | 180 BROADWAY | UST-518 | Commercials | 4 | 1984-10-09 | Permanently Closed | 500 | Waste Oil
PAWTUCKET | LYNCH ARENA (ICE RINK) | 8 BEATTY ST | UST-2712 | City/Town Government | 1 | 1984-10-09 | In Use | 1000 | Heating Oil No.2
PAWTUCKET | MAACO BODYWORKS | 501 MAIN ST | UST-18642 | Commercials | 1 | 1984-10-09 | Permanently Closed | 6000 | Gasoline
PAWTUCKET | MAACO BODYWORKS | 501 MAIN ST | UST-18642 | Commercials | 2 | 1984-10-09 | Permanently Closed | 3000 | Gasoline
PAWTUCKET | MAACO BODYWORKS | 501 MAIN ST | UST-18642 | Commercials | 3 | 1984-10-09 | Permanently Closed | 6000 | Gasoline
PAWTUCKET | MAACO BODYWORKS | 501 MAIN ST | UST-18642 | Commercials | 4 | 1984-10-09 | Permanently Closed | 6000 | Gasoline
PAWTUCKET | MAACO BODYWORKS | 501 MAIN ST | UST-18642 | Commercials | 5 | 1984-10-09 | Permanently Closed | 6000 | Gasoline
PAWTUCKET | MAACO BODYWORKS | 501 MAIN ST | UST-18642 | Commercials | 6 | 1984-10-09 | Permanently Closed | 500 | Gasoline
PAWTUCKET | MALIHA HOLDING LLC | 42 DEXTER ST | UST-544 | Gasoline Station | 1 | 1950-04-01 | Permanently Closed | 5000 | Gasoline
PAWTUCKET | MALIHA HOLDING LLC | 42 DEXTER ST | UST-544 | Gasoline Station | 2 | 1987-12-01 | Permanently Closed | 5000 | Diesel | Single Walled | 1996-01-26
PAWTUCKET | MALIHA HOLDING LLC | 42 DEXTER ST | UST-544 | Gasoline Station | 3 | 1950-04-01 | Permanently Closed | 5000 | Gasoline
PAWTUCKET | MALIHA HOLDING LLC | 42 DEXTER ST | UST-544 | Gasoline Station | 4 | 1987-12-01 | Permanently Closed | 8000 | Gasoline | Single Walled | 1996-01-26
PAWTUCKET | MALIHA HOLDING LLC | 42 DEXTER ST | UST-544 | Gasoline Station | 5 | 1937-04-01 | Permanently Closed | 3000 | Gasoline
PAWTUCKET | MALIHA HOLDING LLC | 42 DEXTER ST | UST-544 | Gasoline Station | 6 | 1987-12-01 | Permanently Closed | 8000 | Gasoline | Single Walled | 1996-01-26
PAWTUCKET | MALIHA HOLDING LLC | 42 DEXTER ST | UST-544 | Gasoline Station | 7 | 1956-04-01 | Permanently Closed | 500 | Waste Oil
PAWTUCKET | MALIHA HOLDING LLC | 42 DEXTER ST | UST-544 | Gasoline Station | 8 | 2025-06-04 | Install In Process | 12000 | Gasoline |  | 2025-07-02
PAWTUCKET | MALIHA HOLDING LLC | 42 DEXTER ST | UST-544 | Gasoline Station | 9 | 2025-06-04 | Install In Process | 5000 | Gasoline |  | 2025-07-02
PAWTUCKET | MALIHA HOLDING LLC | 42 DEXTER ST | UST-544 | Gasoline Station | 10 | 2025-06-04 | Install In Process | 5000 | Diesel |  | 2025-07-02
PAWTUCKET | MALKOWSKI APARTMENT PROPERTY | 175 HANOVER AVE | UST-4139 | Multiple Residence | 1 | 1984-10-09 | Permanently Closed | 1000 | Heating Oil No.2
PAWTUCKET | MANDEL SHERMAN (EMPTY LOT) | ARMISTICE BLVD | UST-15633 | Other | 1 | 1984-10-09 | Permanently Closed | 2500 | Gasoline
PAWTUCKET | MANDEL SHERMAN (EMPTY LOT) | ARMISTICE BLVD | UST-15633 | Other | 2 | 1984-10-09 | Permanently Closed | 2500 | Gasoline
PAWTUCKET | MANDEVILLE SIGNS | 242 DEXTER ST | UST-15401 | Other | 1 | 1984-10-09 | Permanently Closed | 3000 | Gasoline
PAWTUCKET | MANN FAMILY COMMERCIAL/RESIDENTIAL PROPERTY | 418 BENEFIT ST | UST-4634 | Other | 1 | 1990-01-01 | Permanently Closed | 1000 | Heating Oil No.2
PAWTUCKET | MANNING-HEFFRON FUNERAL HOME | 68 BROADWAY | UST-16653 | Other | 1 | 1984-10-09 | Permanently Closed | 550 | Gasoline
PAWTUCKET | MANNOLINI'S AUTO SUPPLY | CORNER OF NEWPORT/COLUMBUS AVE | UST-2751 | Commercials | 1 | 1980-05-01 | Permanently Closed | 500 | Heating Oil No.2
PAWTUCKET | MANNOLINI'S AUTO SUPPLY | CORNER OF NEWPORT/COLUMBUS AVE | UST-2751 | Commercials | 2 | 1984-10-09 | Permanently Closed | 3000 | Gasoline
PAWTUCKET | MANNOLINI'S AUTO SUPPLY | CORNER OF NEWPORT/COLUMBUS AVE | UST-2751 | Commercials | 3 | 1984-10-09 | Permanently Closed | 3000 | Gasoline
PAWTUCKET | MANNOLINI'S AUTO SUPPLY | CORNER OF NEWPORT/COLUMBUS AVE | UST-2751 | Commercials | 4 | 1984-10-09 | Permanently Closed | 500 | Heating Oil No.2
PAWTUCKET | MANNOLINI'S AUTO SUPPLY | CORNER OF NEWPORT/COLUMBUS AVE | UST-2751 | Commercials | 5 | 1984-10-09 | Permanently Closed | 3000 | Gasoline
PAWTUCKET | MANNOLINI'S AUTO SUPPLY | CORNER OF NEWPORT/COLUMBUS AVE | UST-2751 | Commercials | 6 | 1984-10-09 | Permanently Closed | 3000 | Gasoline
PAWTUCKET | MANNOLINI'S AUTO SUPPLY | CORNER OF NEWPORT/COLUMBUS AVE | UST-2751 | Commercials | 7 | 1984-10-09 | Permanently Closed | 500 | Kerosene
PAWTUCKET | MANNOLINI'S AUTO SUPPLY | CORNER OF NEWPORT/COLUMBUS AVE | UST-2751 | Commercials | 8 | 1984-10-09 | Permanently Closed | 500 | Waste Oil
PAWTUCKET | MANNY SOARES | 125 SISSON ST | UST-18360 | Commercials | 1 | 1984-10-09 | Permanently Closed | 2000 | Heating Oil No.2
PAWTUCKET | MANNY'S OIL SERVICE | 290 KENYON AVE | UST-678 | Commercials | 1 | 1959-03-01 | Permanently Closed | 20000 | Heating Oil No.2
PAWTUCKET | MANNY'S OIL SERVICE | 290 KENYON AVE | UST-678 | Commercials | 2 | 1959-03-01 | Permanently Closed | 10000 | Kerosene
PAWTUCKET | MANNY'S OIL SERVICE | 290 KENYON AVE | UST-678 | Commercials | 3 | 1967-03-01 | Permanently Closed | 20000 | Heating Oil No.2
PAWTUCKET | MANNY'S SERVICE CENTER | 645 ARMISTICE BLVD | UST-2726 | Commercials | 1 | 1986-08-01 | Permanently Closed | 1000 | Heating Oil No.2
PAWTUCKET | MANNY'S SERVICE CENTER | 645 ARMISTICE BLVD | UST-2726 | Commercials | 2 | 1984-10-09 | Permanently Closed | 3000 | Gasoline
PAWTUCKET | MANNY'S SERVICE CENTER | 645 ARMISTICE BLVD | UST-2726 | Commercials | 3 | 1984-10-09 | Permanently Closed | 3000 | Gasoline
PAWTUCKET | MANNY'S SERVICE CENTER | 645 ARMISTICE BLVD | UST-2726 | Commercials | 4 | 1984-10-09 | Permanently Closed | 3000 | Gasoline
PAWTUCKET | MANNY'S SERVICE CENTER | 645 ARMISTICE BLVD | UST-2726 | Commercials | 5 | 1984-10-09 | Permanently Closed | 550 | Waste Oil
PAWTUCKET | MAPLE COURT APARTMENTS (027) | 65 CARTER AVE | UST-3714 | Commercials | 1 | 1976-08-01 | Permanently Closed | 1000 | Heating Oil No.2
PAWTUCKET | MAPLE COURT APARTMENTS (027) | 65 CARTER AVE | UST-3714 | Commercials | 2 | 1984-10-09 | Permanently Closed | 1000 | Heating Oil No.2
PAWTUCKET | MAPLE MEADOWS MOBIL HOME | 660 BEVERAGE HILL | UST-18358 | Other | 1 | 1984-10-09 | Permanently Closed | 550 | Heating Oil No.2
PAWTUCKET | MARGARET PROPERTIES LLC | 20 MARGARET ST | UST-16720 | Commercials | 1 | 1984-10-09 | Permanently Closed | 1000 | Heating Oil No.2
PAWTUCKET | MARIA & ANTONIO FONSECA | 540-542 WEEDEN ST | UST-15530 | Commercials | 1 | 1968-06-01 | Permanently Closed | 2500 | Gasoline
PAWTUCKET | MARIA & ANTONIO FONSECA | 540-542 WEEDEN ST | UST-15530 | Commercials | 2 | 1968-06-01 | Permanently Closed | 2500 | Gasoline
PAWTUCKET | MARIA & ANTONIO FONSECA | 540-542 WEEDEN ST | UST-15530 | Commercials | 3 | 1968-06-01 | Permanently Closed | 1000 | Gasoline
PAWTUCKET | MARIA & ANTONIO FONSECA | 540-542 WEEDEN ST | UST-15530 | Commercials | 4 | 1984-10-09 | Permanently Closed | 1000 | Gasoline
PAWTUCKET | MARIANO CONSTRUCTION CO | 64 WOODLAWN AVE | UST-15717 | Commercials | 1 | 1984-10-09 | Permanently Closed | 2000 | Heating Oil No.2
PAWTUCKET | MARIANO CONSTRUCTION CO | 64 WOODLAWN AVE | UST-15717 | Commercials | 2 | 1984-10-09 | Permanently Closed | 3000 | Heating Oil No.2
PAWTUCKET | MARK JOHNSTON COIN LAUNDRY | 720 COTTAGE ST | UST-18676 | Commercials | 1 | 1984-10-09 | Permanently Closed | 1500 | Heating Oil No.2
PAWTUCKET | MARQUES ENT.,INC./DBA LIL GEN'L | 600 MAIN ST | UST-297 | Gasoline Station | 1 | 1978-03-01 | Permanently Closed | 5000 | Gasoline
PAWTUCKET | MARQUES ENT.,INC./DBA LIL GEN'L | 600 MAIN ST | UST-297 | Gasoline Station | 2 | 1978-03-01 | Permanently Closed | 5000 | Gasoline
PAWTUCKET | MARQUES ENT.,INC./DBA LIL GEN'L | 600 MAIN ST | UST-297 | Gasoline Station | 3 | 1978-03-01 | Permanently Closed | 5000 | Gasoline
PAWTUCKET | MARQUES ENT.,INC./DBA LIL GEN'L | 600 MAIN ST | UST-297 | Gasoline Station | 4 | 1970-03-01 | Permanently Closed | 4000 | Gasoline
PAWTUCKET | MARQUES ENT.,INC./DBA LIL GEN'L | 600 MAIN ST | UST-297 | Gasoline Station | 5 | 1984-10-09 | Permanently Closed | 500 | Heating Oil No.2
PAWTUCKET | MARTHA PARKER RESIDENTIAL PROPERTY | 90 ALEXANDER MCGREGOR RD | UST-4260 | Private Residence | 1 | 1984-10-09 | Permanently Closed | 1000 | Heating Oil No.2
PAWTUCKET | MARTIN PROPERTY | 365 BENEFIT ST | UST-17269 | Other | 1 | 1984-10-09 | Permanently Closed | 3000 | Heating Oil No.2
PAWTUCKET | MARTIN PROPERTY | 365 BENEFIT ST | UST-17269 | Other | 2 | 1984-10-09 | Permanently Closed | 10000 | Heating Oil No.2
PAWTUCKET | MARTIN TARPY (RESIDENCE) | 50 PEQUOT ST | UST-17407 | Private Residence | 1 | 1984-10-09 | Permanently Closed | 2000 | Heating Oil No.2
PAWTUCKET | MCCOY STADIUM | MCCOY STADIUM | UST-18523 | Other | 1 | 1984-10-09 | Permanently Closed | 3000 | Heating Oil No.2
PAWTUCKET | MCGARRAHAN ROOFING COMPANY | 151 LONSDALE AVE | UST-17408 | Commercials | 1 | 1984-10-09 | Permanently Closed | 1000 | Gasoline
PAWTUCKET | MCKEE BROS. OIL CORPORATION | 76 SCHOOL ST | UST-1895 | Commercials | 1 | 1974-07-01 | Permanently Closed | 20000 | Heating Oil No.2
PAWTUCKET | MCKEE BROS. OIL CORPORATION | 76 SCHOOL ST | UST-1895 | Commercials | 2 | 1974-07-01 | Permanently Closed | 20000 | Heating Oil No.2
PAWTUCKET | MCKEE BROS. OIL CORPORATION | 76 SCHOOL ST | UST-1895 | Commercials | 3 | 1974-07-01 | Permanently Closed | 10000 | Heating Oil No.2
PAWTUCKET | MCKEE BROS. OIL CORPORATION | 76 SCHOOL ST | UST-1895 | Commercials | 4 | 1974-07-01 | Permanently Closed | 10000 | Heating Oil No.2
PAWTUCKET | MCKEE BROS. OIL CORPORATION | 76 SCHOOL ST | UST-1895 | Commercials | 5 | 1974-07-01 | Permanently Closed | 15000 | Heating Oil No.2
PAWTUCKET | MCKEE BROS. OIL CORPORATION | 76 SCHOOL ST | UST-1895 | Commercials | 6 | 1974-07-01 | Permanently Closed | 7000 | Heating Oil No.2
PAWTUCKET | MCKEE BROS. OIL CORPORATION | 76 SCHOOL ST | UST-1895 | Commercials | 7 | 1984-10-09 | Permanently Closed | 1000 | Mixture
PAWTUCKET | MCKEE BROS. OIL CORPORATION | 76 SCHOOL ST | UST-1895 | Commercials | 8 | 1984-10-09 | Permanently Closed | 500 | Mixture
PAWTUCKET | MCKEE BROS. OIL CORPORATION | 76 SCHOOL ST | UST-1895 | Commercials | 9 | 1984-10-09 | Permanently Closed | 500 | Mixture
PAWTUCKET | MCL RESERVOIR ASSOCIATES, INC. | 124 RESERVOIR AVE | UST-519 | Commercials | 1 | 1967-04-01 | Permanently Closed | 2000 | Gasoline
PAWTUCKET | MCL RESERVOIR ASSOCIATES, INC. | 124 RESERVOIR AVE | UST-519 | Commercials | 2 | 1970-04-01 | Permanently Closed | 4000 | Diesel
PAWTUCKET | MCL RESERVOIR ASSOCIATES, INC. | 124 RESERVOIR AVE | UST-519 | Commercials | 3 | 1984-10-09 | Permanently Closed | 1500 | Heating Oil No.2
PAWTUCKET | MEINEKE DISCOUNT MUFFLER | 36 NEWPORT AVE | UST-19172 | Commercials | 1 | 1984-10-09 | Permanently Closed | 2500 | Gasoline
PAWTUCKET | MEINEKE DISCOUNT MUFFLER | 36 NEWPORT AVE | UST-19172 | Commercials | 2 | 1984-10-09 | Permanently Closed | 2500 | Heating Oil No.2
PAWTUCKET | MEL-CO-ED | 381 ROOSEVELT AVE | UST-3532 | Industrial | 1 | 1975-04-01 | Permanently Closed | 5000 | Heating Oil No.4
PAWTUCKET | MEMORIAL HOSPITAL OF RHODE ISLAND | 111 BREWSTER ST | UST-3420 | Other | 1 | 1964-05-01 | Permanently Closed | 5000 | Diesel
PAWTUCKET | MEMORIAL HOSPITAL OF RHODE ISLAND | 111 BREWSTER ST | UST-3420 | Other | 2 | 1950-05-01 | Permanently Closed | 1000 | Diesel
PAWTUCKET | MEMORIAL HOSPITAL OF RHODE ISLAND | 111 BREWSTER ST | UST-3420 | Other | 3 | 1973-10-01 | Permanently Closed | 20000 | Heating Oil No.6
PAWTUCKET | MEMORIAL HOSPITAL OF RHODE ISLAND | 111 BREWSTER ST | UST-3420 | Other | 4 | 1973-10-01 | Permanently Closed | 20000 | Heating Oil No.6
PAWTUCKET | MEMORIAL HOSPITAL OF RHODE ISLAND | 111 BREWSTER ST | UST-3420 | Other | 5 | 1984-10-09 | Permanently Closed | 10000 | Heating Oil No.6
PAWTUCKET | MEMORIAL HOSPITAL OF RHODE ISLAND | 111 BREWSTER ST | UST-3420 | Other | 6 | 1984-10-09 | Permanently Closed | 10000 | Heating Oil No.6
PAWTUCKET | MERCHANTS TIRE | 21 DIVISION ST | UST-15769 | Commercials | 1 | 1984-10-09 | Permanently Closed | 1000 | Waste Oil
PAWTUCKET | MESSIER SLATTERY APARTMENTS | 80 EVERETT ST | UST-16789 | Commercials | 1 | 1984-10-09 | Permanently Closed | 1000 | Heating Oil No.2
PAWTUCKET | MESSIER SLATTERY APARTMENTS | 491 ARMISTICE BLVD | UST-16790 | Commercials | 1 | 1984-10-09 | Permanently Closed | 500 | Heating Oil No.2
PAWTUCKET | MESSIER SLATTERY APTS. | 125-127 BUCKLIN ST | UST-16744 | Commercials | 1 | 1984-10-09 | Permanently Closed | 1000 | Heating Oil No.2
PAWTUCKET | MESSIER SLATTERY APTS. | 819-825 CENTRAL AVE | UST-16762 | Commercials | 1 | 1984-10-09 | Permanently Closed | 2500 | Heating Oil No.2
PAWTUCKET | MESSIER SLATTERY APTS. | 75 SPRING ST | UST-16861 | Commercials | 1 | 1984-10-09 | Permanently Closed | 500 | Heating Oil No.2
PAWTUCKET | MESSIER SLATTTERY APTS. | 155-157 SWEET ST | UST-16758 | Commercials | 1 | 1984-10-09 | Permanently Closed | 3000 | Heating Oil No.2
PAWTUCKET | MICHAEL'S MEATS | 627 ARMISTICE BLVD | UST-4305 | Commercials | 1 | 1984-10-09 | Permanently Closed | 500 | Heating Oil No.2
PAWTUCKET | MICROFIBERS | 1 MOSHASSUCK ST | UST-16342 | Industrial | 1 | 1984-10-09 | Permanently Closed | 10000 | Heating Oil No.6
PAWTUCKET | MIDNIGHT EXPRESS | 18 KEOUGH ST | UST-15795 | Commercials | 1 | 1984-10-09 | Permanently Closed | 4000 | Diesel
PAWTUCKET | MIDNIGHT EXPRESS | 18 KEOUGH ST | UST-15795 | Commercials | 2 | 1984-10-09 | Permanently Closed | 1000 | Gasoline
PAWTUCKET | MIKE'S CARPETS | 402 WALCOTT ST | UST-1897 | Commercials | 1 | 1974-10-01 | Permanently Closed | 1000 | Heating Oil No.2
PAWTUCKET | MIKE'S CARPETS | 402 WALCOTT ST | UST-1897 | Commercials | 2 | 1984-10-09 | Permanently Closed | 3000 | Gasoline
PAWTUCKET | MIKE'S CARPETS | 402 WALCOTT ST | UST-1897 | Commercials | 3 | 1984-10-09 | Permanently Closed | 1000 | Heating Oil No.2
PAWTUCKET | MILLER COURT | 109 MONTGOMERY ST | UST-4440 | Commercials | 1 | 1984-10-09 | Permanently Closed | 2000 | Heating Oil No.2
PAWTUCKET | MMG PROPERTIES | 299 WALCOTT ST | UST-1706 | Industrial | 1 | 1966-05-01 | Permanently Closed | 2000 | Gasoline
PAWTUCKET | MMG PROPERTIES | 299 WALCOTT ST | UST-1706 | Industrial | 2 | 1966-05-01 | Permanently Closed | 1000 | Heating Oil No.2
PAWTUCKET | MOBIL STATION | MINERAL SPRING & SMITH AVE | UST-15185 | Gasoline Station | 1 | 1970-05-01 | Permanently Closed | 4000 | Gasoline
PAWTUCKET | MOBIL STATION | MINERAL SPRING & SMITH AVE | UST-15185 | Gasoline Station | 2 | 1970-05-01 | Permanently Closed | 4000 | Gasoline
PAWTUCKET | MOBIL STATION | MINERAL SPRING & SMITH AVE | UST-15185 | Gasoline Station | 3 | 1970-05-01 | Permanently Closed | 4000 | Gasoline
PAWTUCKET | MOBIL STATION | MINERAL SPRING & SMITH AVE | UST-15185 | Gasoline Station | 4 | 1970-05-01 | Permanently Closed | 4000 | Gasoline
PAWTUCKET | MONA ROCK | 350 WALCOTT ST | UST-18823 | Commercials | 1 | 1984-10-09 | Permanently Closed | 1000 | Unknown
PAWTUCKET | MONA ROCK | 350 WALCOTT ST | UST-18823 | Commercials | 2 | 1984-10-09 | Permanently Closed | 500 | Unknown
PAWTUCKET | MONTGOMERY TERRACE APARTMENTS | 159 MONTGOMERY ST | UST-3466 | Commercials | 1 | 1960-11-01 | Permanently Closed | 1000 | Heating Oil No.2
PAWTUCKET | MORRIS NATHANSON DESIGN, INC. | 163 EXCHANGE ST | UST-18259 | Commercials | 1 | 1984-10-09 | Permanently Closed | 10000 | Heating Oil No.6
PAWTUCKET | MORRIS NATHANSON DESIGN, INC. | 163 EXCHANGE ST | UST-18259 | Commercials | 2 | 1984-10-09 | Permanently Closed | 2000 | Diesel
PAWTUCKET | MORRIS NATHANSON DESIGN, INC. | 163 EXCHANGE ST | UST-18259 | Commercials | 3 | 1984-10-09 | Permanently Closed | 1000 | Gasoline
PAWTUCKET | MR. WILLIAM POWERS | 72 KING PHILIP RD | UST-17215 | Private Residence | 1 | 1984-10-09 | Permanently Closed | 500 | Gasoline
PAWTUCKET | MT. ST. MARY'S CEMETERY | 661 PROSPECT ST | UST-1721 | Other | 1 | 1963-08-01 | Permanently Closed | 1000 | Gasoline
PAWTUCKET | MT. ST. MARY'S CEMETERY | 661 PROSPECT ST | UST-1721 | Other | 2 | 1988-02-01 | Permanently Closed | 3000 | Gasoline | Single Walled
PAWTUCKET | MT. ST. MARY'S CEMETERY | 661 PROSPECT ST | UST-1721 | Other | 3 | 1975-05-01 | In Use | 1000 | Heating Oil No.2
PAWTUCKET | MULLINS & CRUM MOVERS, INC. | 345 BARTON ST | UST-2324 | Commercials | 1 | 1941-03-01 | Permanently Closed | 2500 | Heating Oil No.2
PAWTUCKET | NARRAGANSETT COATED PAPERS CORPORATION | 730 YORK AVE | UST-1340 | Industrial | 1 | 1984-09-01 | Permanently Closed | 2000 | Hazardous Substance
PAWTUCKET | NARRAGANSETT COATED PAPERS CORPORATION | 730 YORK AVE | UST-1340 | Industrial | 2 | 1984-09-01 | Permanently Closed | 2000 | Hazardous Substance
PAWTUCKET | NARRAGANSETT COATED PAPERS CORPORATION | 730 YORK AVE | UST-1340 | Industrial | 3 | 1984-09-01 | Permanently Closed | 2000 | Not Listed
PAWTUCKET | NARRAGANSETT COATED PAPERS CORPORATION | 730 YORK AVE | UST-1340 | Industrial | 4 | 1984-09-01 | Permanently Closed | 2000 | Hazardous Substance
PAWTUCKET | NARRAGANSETT COATED PAPERS CORPORATION | 730 YORK AVE | UST-1340 | Industrial | 5 | 1984-09-01 | Permanently Closed | 2000 | Hazardous Substance
PAWTUCKET | NARRAGANSETT COATED PAPERS CORPORATION | 730 YORK AVE | UST-1340 | Industrial | 6 | 1966-07-01 | Permanently Closed | 10000 | Heating Oil No.2
PAWTUCKET | NARRAGANSETT COATED PAPERS CORPORATION | 730 YORK AVE | UST-1340 | Industrial | 7 | 1997-07-02 | Permanently Closed | 10000 | Heating Oil No.6
PAWTUCKET | NARRAGANSETT PARK LAUNDERERS | 36 KENMORE ST | UST-1641 | Commercials | 1 | 1950-03-01 | Permanently Closed | 2500 | Heating Oil No.2
PAWTUCKET | NATHANIAL GREENE SCHOOL | 285 SMITHFIELD AVE | UST-1420 | Education - Town | 1 | 1990-07-01 | Permanently Closed | 2000 | Heating Oil No.2
PAWTUCKET | NATHANIAL GREENE SCHOOL | 285 SMITHFIELD AVE | UST-1420 | Education - Town | 2 | 1984-10-09 | Permanently Closed | 2000 | Heating Oil No.2
PAWTUCKET | NEPTCO, INC. | 30 HAMLET ST | UST-1936 | Industrial | 1 | 1984-10-09 | Permanently Closed | 10000 | Heating Oil No.2
PAWTUCKET | NEPTCO, INC. | 30 HAMLET ST | UST-1936 | Industrial | 2 | 1984-10-09 | Permanently Closed | 2000 | Gasoline
PAWTUCKET | NEPTCO, INC. | 30 HAMLET ST | UST-1936 | Industrial | 3 | 1984-10-09 | Permanently Closed | 1500 | Heating Oil No.2
PAWTUCKET | NEPTCO, INC. | 30 HAMLET ST | UST-1936 | Industrial | 4 | 1984-10-09 | Permanently Closed | 2000 | Hazardous Substance
PAWTUCKET | NEPTCO, INC. | 30 HAMLET ST | UST-1936 | Industrial | 5 | 1984-10-09 | Permanently Closed | 10000 | Heating Oil No.2
PAWTUCKET | NEPTCO, INC. | 30 HAMLET ST | UST-1936 | Industrial | 6 | 1984-10-09 | Permanently Closed | 1500 | Heating Oil No.2
PAWTUCKET | NEW ENGLAND LINEN SUPPLY, INC. | 20 RHODE ISLAND AVE | UST-2916 | Commercials | 1 | 1984-10-09 | Permanently Closed | 10000 | Heating Oil No.6
PAWTUCKET | NEW ENGLAND LINEN SUPPLY, INC. | 20 RHODE ISLAND AVE | UST-2916 | Commercials | 2 | 1984-10-09 | Permanently Closed | 1000 | Gasoline
PAWTUCKET | NEW ENGLAND LINEN SUPPLY, INC. | 20 RHODE ISLAND AVE | UST-2916 | Commercials | 3 | 1984-10-09 | Permanently Closed | 2000 | Diesel
PAWTUCKET | NEW ENGLAND LINEN SUPPLY, INC. | 20 RHODE ISLAND AVE | UST-2916 | Commercials | 4 | 1984-10-09 | Permanently Closed | 10000 | Heating Oil No.4
PAWTUCKET | NEW ENGLAND MOTOR FREIGHT | 345 WALCOTT ST | UST-1952 | Commercials | 1 | 1960-05-01 | Permanently Closed | 4000 | Gasoline
PAWTUCKET | NEW ENGLAND MOTOR FREIGHT | 345 WALCOTT ST | UST-1952 | Commercials | 2 | 1965-05-01 | Permanently Closed | 4000 | Diesel
PAWTUCKET | NEW ENGLAND MOTOR FREIGHT | 345 WALCOTT ST | UST-1952 | Commercials | 3 | 1965-05-01 | Permanently Closed | 4000 | Diesel
PAWTUCKET | NEW ENGLAND MOTOR FREIGHT | 345 WALCOTT ST | UST-1952 | Commercials | 4 | 1965-05-01 | Permanently Closed | 4000 | Diesel
PAWTUCKET | NEW ENGLAND MOTOR FREIGHT | 345 WALCOTT ST | UST-1952 | Commercials | 5 | 1969-11-01 | Permanently Closed | 500 | Heating Oil No.2
PAWTUCKET | NEW ENGLAND PAPER TUBE | 200 CONANT ST | UST-4342 | Farm | 1 | 1984-10-09 | Permanently Closed | 10000 | Heating Oil No.4
PAWTUCKET | NEW ENGLAND PAPER TUBE CO., INC. | 173 WEEDEN ST | UST-2532 | Industrial | 1 | 1962-09-01 | Permanently Closed | 1000 | Gasoline
PAWTUCKET | NEW ENGLAND PAPER TUBE CO., INC. | 173 WEEDEN ST | UST-2532 | Industrial | 2 | 1962-09-01 | Permanently Closed | 2000 | Diesel
PAWTUCKET | NEW ENGLAND PAPER TUBE CO., INC. | 173 WEEDEN ST | UST-2532 | Industrial | 3 | 1962-09-01 | Permanently Closed | 6000 | Hazardous Substance
PAWTUCKET | NEW ENGLAND PAPER TUBE CO., INC. | 173 WEEDEN ST | UST-2532 | Industrial | 4 | 1962-09-01 | Permanently Closed | 10000 | Hazardous Substance
PAWTUCKET | NEW ENGLAND TELEPHONE COMPANY | 2 PLEASANT ST | UST-1774 | Industrial | 1 | 1974-04-01 | Permanently Closed | 2500 | Heating Oil No.2
PAWTUCKET | NEW ENGLAND TELEPHONE COMPANY | 2 PLEASANT ST | UST-1774 | Industrial | 2 | 1994-06-01 | Permanently Closed | 2500 | Diesel | Double Walled
PAWTUCKET | NEW ENGLAND TELEPHONE COMPANY | 2 PLEASANT ST | UST-1774 | Industrial | 3 | 1974-04-01 | Permanently Closed | 1500 | Diesel | Double Walled
PAWTUCKET | NEW ENGLAND TRACTOR TRAILER TRAINING SCHOOL | 600 MOSHASSUCK VALLEY IND. HWY | UST-3763 | Commercials | 1 | 1996-04-01 | Permanently Closed | 4000 | Other | Double Walled
PAWTUCKET | NEWMAN CROSBY STEEL CO. INC. | 10 DEAN ST | UST-2512 | Industrial | 1 | 1984-10-09 | Permanently Closed | 2000 | Kerosene
PAWTUCKET | NEWMAN CROSBY STEEL CO. INC. | 10 DEAN ST | UST-2512 | Industrial | 2 | 1984-10-09 | Permanently Closed | 2000 | Waste Oil
PAWTUCKET | NEWMAN CROSBY STEEL CO. INC. | 10 DEAN ST | UST-2512 | Industrial | 3 | 1984-10-09 | Permanently Closed | 4000 | Waste Oil
PAWTUCKET | NEWMAN CROSBY STEEL CO. INC. | 10 DEAN ST | UST-2512 | Industrial | 4 | 1984-10-09 | Permanently Closed | 10000 | Heating Oil No.6
PAWTUCKET | NEWMAN CROSBY STEEL CO. INC. | 10 DEAN ST | UST-2512 | Industrial | 5 | 1984-10-09 | Permanently Closed | 10000 | Heating Oil No.6
PAWTUCKET | NEWMAN CROSBY STEEL CO. INC. | 10 DEAN ST | UST-2512 | Industrial | 6 | 1984-10-09 | Permanently Closed | 10000 | Heating Oil No.6
PAWTUCKET | NEWMAN CROSBY STEEL CO. INC. | 10 DEAN ST | UST-2512 | Industrial | 7 | 1984-10-09 | Permanently Closed | 700 | Waste Oil
PAWTUCKET | NEWMAN CROSBY STEEL CO. INC. | 10 DEAN ST | UST-2512 | Industrial | 8 | 1984-10-09 | Permanently Closed | 4000 | Unknown
PAWTUCKET | NEWMAN CROSBY STEEL CO. INC. | 10 DEAN ST | UST-2512 | Industrial | 9 | 1984-10-09 | Permanently Closed | 3000 | Unknown
PAWTUCKET | NEWPORT AVE. FIRE STATION | 385 NEWPORT AVE | UST-2710 | City/Town Government | 1 | 1984-10-09 | In Use | 1000 | Heating Oil No.2
PAWTUCKET | NEWPORT AVENUE GETTY #68622 | 1197 NEWPORT AVE | UST-447 | Gasoline Station | 1 | 1981-04-01 | Permanently Closed | 10000 | Gasoline | Single Walled
PAWTUCKET | NEWPORT AVENUE GETTY #68622 | 1197 NEWPORT AVE | UST-447 | Gasoline Station | 2 | 1981-04-01 | Permanently Closed | 10000 | Gasoline | Single Walled
PAWTUCKET | NEWPORT AVENUE GETTY #68622 | 1197 NEWPORT AVE | UST-447 | Gasoline Station | 3 | 1981-04-01 | Permanently Closed | 10000 | Gasoline | Single Walled
PAWTUCKET | NEWPORT CREAMERY | 665 CENTRAL AVE | UST-19020 | Commercials | 1 | 1984-10-09 | Permanently Closed | 500 | Heating Oil No.2
PAWTUCKET | NEXUS HOLDINGS LLC | 49 NORTH UNION ST | UST-4885 | Commercials | 1 | null | Permanently Closed | 5000 | Heating Oil No.6
PAWTUCKET | NORTH AMERICAN INDUSTRIES | 180 WEEDEN ST | UST-4599 | Commercials | 1 | 1984-10-09 | Permanently Closed | 3000 | Heating Oil No.2
PAWTUCKET | NORTH BEND APARTMENTS | 50-70 WOOD ST | UST-1543 | Commercials | 1 | 1964-03-01 | Permanently Closed | 1000 | Heating Oil No.2
PAWTUCKET | NORTH BEND APARTMENTS | 144 NORTH BEND ST | UST-2995 | Commercials | 1 | 1964-03-01 | Permanently Closed | 2000 | Heating Oil No.2
PAWTUCKET | NORTH BEND APARTMENTS | 95 ARTHUR ST | UST-3226 | Commercials | 1 | 1964-07-01 | Permanently Closed | 1000 | Heating Oil No.2
PAWTUCKET | NORTH BEND APARTMENTS | 103-105 ARTHUR ST | UST-3227 | Commercials | 1 | 1964-07-01 | Permanently Closed | 1000 | Heating Oil No.2
PAWTUCKET | NORTH BEND APARTMENTS | 100 ARTHUR ST | UST-3228 | Commercials | 1 | 1972-07-01 | Permanently Closed | 1000 | Heating Oil No.2
PAWTUCKET | NORTH BEND APARTMENTS | 81-83-85 ARTHUR ST | UST-3229 | Commercials | 1 | 1972-07-01 | Permanently Closed | 1000 | Heating Oil No.2
PAWTUCKET | NORTH BEND APARTMENTS | 87 ARTHUR ST | UST-3230 | Commercials | 1 | 1972-07-01 | Permanently Closed | 1000 | Heating Oil No.2
PAWTUCKET | NORTH BEND APARTMENTS | 91 ARTHUR ST | UST-3231 | Commercials | 1 | 1972-07-01 | Permanently Closed | 1000 | Heating Oil No.2
PAWTUCKET | NORTH BEND APARTMENTS | 75 ARTHUR ST | UST-3232 | Commercials | 1 | 1972-07-01 | Permanently Closed | 1000 | Heating Oil No.2
PAWTUCKET | NORTH BEND APARTMENTS | 80-82 ARTHUR ST | UST-3233 | Commercials | 1 | 1964-07-01 | Permanently Closed | 1000 | Heating Oil No.2
PAWTUCKET | NORTH BEND APARTMENTS | 123-125 NORTH BEND ST | UST-3234 | Commercials | 1 | 1964-07-01 | Permanently Closed | 1000 | Heating Oil No.2
PAWTUCKET | NORTH BEND WEST | 52 MYRTLE ST | UST-17117 | Commercials | 1 | 1984-10-09 | Permanently Closed | 500 | Heating Oil No.2
PAWTUCKET | NORTH EAST ROOFING CORP. | 32 SELKIRK ST | UST-525 | Commercials | 1 | 1970-02-01 | Permanently Closed | 2000 | Heating Oil No.2
PAWTUCKET | NORTH EAST ROOFING CORP. | 32 SELKIRK ST | UST-525 | Commercials | 2 | 1969-02-01 | Permanently Closed | 3000 | Diesel
PAWTUCKET | NORTH EAST ROOFING CORP. | 32 SELKIRK ST | UST-525 | Commercials | 3 | 1969-02-01 | Permanently Closed | 3000 | Gasoline
PAWTUCKET | NORTH EAST ROOFING CORP. | 32 SELKIRK ST | UST-525 | Commercials | 4 | 1969-02-01 | Permanently Closed | 3000 | Gasoline
PAWTUCKET | NORTH EAST ROOFING CORP. | 32 SELKIRK ST | UST-525 | Commercials | 5 | 1969-02-01 | Permanently Closed | 3000 | Gasoline
PAWTUCKET | NORTH EAST ROOFING CORP. | 32 SELKIRK ST | UST-525 | Commercials | 6 | 1984-10-09 | Permanently Closed | 1000 | Unknown
PAWTUCKET | NORTH MAIN ASSOCIATES | 1145 MAIN ST | UST-15756 | Commercials | 1 | 1984-10-09 | Permanently Closed | 1000 | Heating Oil No.2
PAWTUCKET | NORTH MAIN ASSOCIATES | 1145 MAIN ST | UST-15756 | Commercials | 2 | 1984-10-09 | Permanently Closed | 1000 | Heating Oil No.2
PAWTUCKET | NORTHERN PLAZA | 301 MAIN ST | UST-3346 | Commercials | 1 | 1985-02-01 | Permanently Closed | 500 | Diesel
PAWTUCKET | NOTRE DAME CEMETERY | 311 DAGGERT AVE | UST-2062 | Other | 1 | 1972-06-01 | Permanently Closed | 500 | Heating Oil No.2
PAWTUCKET | NOTRE DAME CEMETERY | 311 DAGGERT AVE | UST-2062 | Other | 2 | 1979-06-01 | Permanently Closed | 550 | Gasoline
PAWTUCKET | NOTRE DAME CHURCH | 668 BROAD ST | UST-2066 | Other | 1 | 1984-10-09 | Permanently Closed | 4000 | Heating Oil No.2
PAWTUCKET | NOVA SERVICES COMMERCIAL PROPERTY | 80 VINEYARD ST | UST-4251 | Commercials | 1 | 1984-10-09 | Permanently Closed | 5000 | Heating Oil No.2
PAWTUCKET | NULCO MANUFACTURING CORP. | 30 BEECHER ST | UST-3508 | Industrial | 1 | 1982-09-01 | Permanently Closed | 10000 | Heating Oil No.4
PAWTUCKET | NULCO MANUFACTURING CORP. | 30 BEECHER ST | UST-3508 | Industrial | 2 | 1984-09-01 | Permanently Closed | 10000 | Heating Oil No.4
PAWTUCKET | NULCO MANUFACTURING CORP. | 30 BEECHER ST | UST-3508 | Industrial | 3 | 2004-12-14 | Permanently Closed | 10000 | Heating Oil No.4 | Double Walled
PAWTUCKET | OAK HILL NURSING ASSOC., L.P. | 544 PLEASANT ST | UST-2673 | Commercials | 1 | 1970-12-01 | Permanently Closed | 500 | Heating Oil No.2
PAWTUCKET | OAK HILL NURSING ASSOC., L.P. | 544 PLEASANT ST | UST-2673 | Commercials | 2 | 1982-12-01 | Permanently Closed | 1000 | Heating Oil No.2
PAWTUCKET | OAK HILL NURSING ASSOC., L.P. | 544 PLEASANT ST | UST-2673 | Commercials | 3 | 1998-07-17 | In Use | 1000 | Heating Oil No.2 | Double Walled
PAWTUCKET | OLD MONTGOMERY DISTRICT | 100 BROADWAY | UST-15593 | Commercials | 1 | 1984-10-09 | Permanently Closed | 1000 | Heating Oil No.2
PAWTUCKET | OLD STONE BANK | 800 NEWPORT AVE | UST-3182 | Commercials | 1 | 1979-06-01 | Permanently Closed | 500 | Heating Oil No.2
PAWTUCKET | OUR LADY OF CONSOLATION CHURCH | 211 SABIN ST | UST-4173 | Commercials | 1 | 1984-10-09 | Permanently Closed | 2000 | Heating Oil No.2
PAWTUCKET | OUR LADY OF CONSOLATION SCHOOL | 10 WEBSTER ST | UST-2049 | Other | 1 | 1984-10-09 | Permanently Closed | 2000 | Heating Oil No.2
PAWTUCKET | OUR LADY OF CONSOLATION SCHOOL | 10 WEBSTER ST | UST-2049 | Other | 2 | 1984-10-09 | Permanently Closed | 1000 | Heating Oil No.2
PAWTUCKET | OUR LADY OF CONSOLATION SCHOOL | 10 WEBSTER ST | UST-2049 | Other | 3 | null | Permanently Closed | 5000 | Heating Oil No.2 | Single Walled
PAWTUCKET | PACKAGING GRAPHICS | 190 EXCHANGE ST | UST-18539 | Commercials | 1 | 1984-10-09 | Permanently Closed | 2800 | Heating Oil No.4
PAWTUCKET | PACKAGING GRAPHICS, LLC | 60 DELTA DR | UST-3662 | Industrial | 1 | 1985-10-01 | Permanently Closed | 12000 | Heating Oil No.2 | Double Walled
PAWTUCKET | PACKAGING GRAPHICS, LLC | 60 DELTA DR | UST-3662 | Industrial | 2 | 1985-10-01 | Permanently Closed | 12000 | Heating Oil No.4 | Double Walled
PAWTUCKET | PACKAGING GRAPHICS, LLC | 60 DELTA DR | UST-3662 | Industrial | 3 | 1984-10-09 | Permanently Closed | 10000 | Heating Oil No.2
PAWTUCKET | PAINES TEXACO SERVICE STATION | 344 ARMISTICE BLVD | UST-545 | Gasoline Station | 1 | 1959-08-01 | Permanently Closed | 4000 | Gasoline
PAWTUCKET | PAINES TEXACO SERVICE STATION | 344 ARMISTICE BLVD | UST-545 | Gasoline Station | 2 | 1959-08-01 | Permanently Closed | 2000 | Gasoline
PAWTUCKET | PAINES TEXACO SERVICE STATION | 344 ARMISTICE BLVD | UST-545 | Gasoline Station | 3 | 1971-04-01 | Permanently Closed | 4000 | Gasoline
PAWTUCKET | PAINES TEXACO SERVICE STATION | 344 ARMISTICE BLVD | UST-545 | Gasoline Station | 4 | 1959-08-01 | Permanently Closed | 2000 | Gasoline
PAWTUCKET | PAINES TEXACO SERVICE STATION | 344 ARMISTICE BLVD | UST-545 | Gasoline Station | 5 | 1949-04-01 | Permanently Closed | 500 | Waste Oil
PAWTUCKET | PAINES TEXACO SERVICE STATION | 344 ARMISTICE BLVD | UST-545 | Gasoline Station | 6 | 1963-05-01 | Permanently Closed | 275 | Heating Oil No.2
PAWTUCKET | PALAGI'S ICE CREAM | 55 BACON ST | UST-4593 | Commercials | 1 | 1984-10-09 | Permanently Closed | 1000 | Heating Oil No.2
PAWTUCKET | PAQUETTE NURSING HOME, INC. | 649 BROAD ST | UST-2542 | Other | 1 | 1956-04-01 | Permanently Closed | 1000 | Heating Oil No.2
PAWTUCKET | PARAMOUNT CARDS, INC. | 400 PINE ST | UST-3469 | Commercials | 1 | 1968-01-01 | Permanently Closed | 10000 | Heating Oil No.4
PAWTUCKET | PARAMOUNT CARDS, INC. | 400 PINE ST | UST-3469 | Commercials | 2 | 1957-01-01 | Permanently Closed | 10000 | Heating Oil No.6
PAWTUCKET | PARK TERRACE CONDOMINIUM | CARNATION/FOUNTAIN/WOODBINE&PK | UST-17108 | Commercials | 1 | 1984-10-09 | Permanently Closed | 1000 | Heating Oil No.2
PAWTUCKET | PARK TERRACE CONDOMINIUM | CARNATION/FOUNTAIN/WOODBINE&PK | UST-17108 | Commercials | 2 | 1984-10-09 | Permanently Closed | 1000 | Heating Oil No.2
PAWTUCKET | PARK TERRACE CONDOMINIUM | CARNATION/FOUNTAIN/WOODBINE&PK | UST-17108 | Commercials | 3 | 1984-10-09 | Permanently Closed | 1000 | Heating Oil No.2
PAWTUCKET | PARK TERRACE CONDOMINIUM | CARNATION/FOUNTAIN/WOODBINE&PK | UST-17108 | Commercials | 4 | 1984-10-09 | Permanently Closed | 1000 | Heating Oil No.2
PAWTUCKET | PARKVIEW APARTMENTS | 180 PARKVIEW DR | UST-1451 | Commercials | 1 | 1977-08-01 | Permanently Closed | 15000 | Heating Oil No.2
PAWTUCKET | PARKWAY REALTY RENTAL PROPERTY | 265 PINE ST | UST-19163 | Commercials | 1 | 1984-10-09 | Permanently Closed | 1500 | Heating Oil No.2
PAWTUCKET | PARKWAY REALTY RENTAL PROPERTY | 265 PINE ST | UST-19163 | Commercials | 2 | 1984-10-09 | Permanently Closed | 1000 | Heating Oil No.2
PAWTUCKET | PARTY WAREHOUSE | 310 EAST AVE | UST-15193 | Commercials | 1 | 1984-10-09 | Permanently Closed | 3000 | Gasoline
PAWTUCKET | PARTY WAREHOUSE | 310 EAST AVE | UST-15193 | Commercials | 2 | 1984-10-09 | Permanently Closed | 2000 | Gasoline
PAWTUCKET | PASCALE SERVICE CORPORATION | 55 DELTA DR | UST-1544 | Commercials | 1 | 1984-10-09 | Permanently Closed | 5000 | Diesel
PAWTUCKET | PASCALE SERVICE CORPORATION | 55 DELTA DR | UST-1544 | Commercials | 2 | 1984-10-09 | Permanently Closed | 3000 | Diesel
PAWTUCKET | PASCALE SERVICE INC | 51 DELTA DR | UST-15719 | Commercials | 1 | 1984-10-09 | Permanently Closed | 1000 | Heating Oil No.2
PAWTUCKET | PASCALE SERVICE INC | 51 DELTA DR | UST-15719 | Commercials | 2 | 1984-10-09 | Permanently Closed | 1000 | Heating Oil No.2
PAWTUCKET | PASCALE SERVICE INC | 51 DELTA DR | UST-15719 | Commercials | 3 | 1984-10-09 | Permanently Closed | 2000 | Heating Oil No.2
PAWTUCKET | PATTERSON REALTY | 65 PATTERSON AVE | UST-4824 | Commercials | 1 | null | Permanently Closed | 100 | Unknown
PAWTUCKET | PATTERSON REALTY | 65 PATTERSON AVE | UST-4824 | Commercials | 2 | null | Permanently Closed | 500 | Heating Oil No.2
PAWTUCKET | PATTERSON REALTY | 65 PATTERSON AVE | UST-4824 | Commercials | 3 | null | Permanently Closed | 500 | Heating Oil No.2
PAWTUCKET | PATTERSON REALTY | 65 PATTERSON AVE | UST-4824 | Commercials | 4 | null | Permanently Closed | 500 | Heating Oil No.2
PAWTUCKET | PATTERSON REALTY | 65 PATTERSON AVE | UST-4824 | Commercials | 5 | null | Permanently Closed | 500 | Heating Oil No.2
PAWTUCKET | PATTERSON REALTY | 65 PATTERSON AVE | UST-4824 | Commercials | 6 | null | Permanently Closed | 2000 | Gasoline
PAWTUCKET | PATTERSON REALTY | 65 PATTERSON AVE | UST-4824 | Commercials | 7 | null | Permanently Closed | 1000 | Heating Oil No.2
PAWTUCKET | PAUL EIRMAN (COMMERCIAL) | 75 YORK AVE | UST-18096 | Commercials | 1 | 1984-10-09 | Permanently Closed | 1000 | Heating Oil No.2
PAWTUCKET | PAUL'S GARAGE | 500 MINERAL SPRING AVE | UST-15126 | Commercials | 1 | 1984-10-09 | Permanently Closed | 3000 | Gasoline
PAWTUCKET | PAUL'S GARAGE | 500 MINERAL SPRING AVE | UST-15126 | Commercials | 2 | 1984-10-09 | Permanently Closed | 3000 | Gasoline
PAWTUCKET | PAUL'S GARAGE | 500 MINERAL SPRING AVE | UST-15126 | Commercials | 3 | 1984-10-09 | Permanently Closed | 500 | Heating Oil No.2
PAWTUCKET | PAWTUCKET EXPRESS FOOD AND FUEL | 54 NEWPORT AVE | UST-761 | Gasoline Station | 1 | 1976-06-01 | Permanently Closed | 8000 | Gasoline
PAWTUCKET | PAWTUCKET EXPRESS FOOD AND FUEL | 54 NEWPORT AVE | UST-761 | Gasoline Station | 2 | 1976-06-01 | Permanently Closed | 8000 | Gasoline
PAWTUCKET | PAWTUCKET EXPRESS FOOD AND FUEL | 54 NEWPORT AVE | UST-761 | Gasoline Station | 3 | 1976-06-01 | Permanently Closed | 8000 | Gasoline
PAWTUCKET | PAWTUCKET EXPRESS FOOD AND FUEL | 54 NEWPORT AVE | UST-761 | Gasoline Station | 4 | 2000-08-17 | In Use | 12000 | Gasoline | Double Walled | 2000-08-17
PAWTUCKET | PAWTUCKET EXPRESS FOOD AND FUEL | 54 NEWPORT AVE | UST-761 | Gasoline Station | 5 | 2000-08-17 | In Use | 8000 | Gasoline | Double Walled | 2000-08-17
PAWTUCKET | PAWTUCKET 5-1000 CAP. | 5 QUINCY AVE | UST-16049 | Commercials | 1 | 1941-05-01 | Permanently Closed | 1000 | Gasoline
PAWTUCKET | PAWTUCKET AUTO | 306 BROAD ST | UST-19212 | Commercials | 1 | 1984-10-09 | Permanently Closed | 1000 | Heating Oil No.2
PAWTUCKET | PAWTUCKET AVE. PROPERTIES, INC. | 31 MONTICELLO RD | UST-18911 | Commercials | 1 | 1972-01-01 | Permanently Closed | 1000 | Heating Oil No.2 | Double Walled
PAWTUCKET | PAWTUCKET BOYS CLUB | SCHOOL ST | UST-15849 | Commercials | 1 | 1984-10-09 | Permanently Closed | 4000 | Heating Oil No.2
PAWTUCKET | PAWTUCKET BUSINESS ASSOCIATES | 123 SCHOOL ST | UST-19072 | Commercials | 1 | 1984-10-09 | Permanently Closed | 1000 | Heating Oil No.2
PAWTUCKET | PAWTUCKET CITY HALL | 137 ROOSEVELT AVE | UST-2564 | City/Town Government | 1 | 1987-03-01 | In Use | 5000 | Heating Oil No.2
PAWTUCKET | PAWTUCKET CITY HALL | 137 ROOSEVELT AVE | UST-2564 | City/Town Government | 2 | 1984-10-09 | Permanently Closed | 3000 | Heating Oil No.2
PAWTUCKET | PAWTUCKET CITY HALL | 137 ROOSEVELT AVE | UST-2564 | City/Town Government | 3 | 1984-10-09 | Permanently Closed | 1000 | Gasoline
PAWTUCKET | PAWTUCKET CONGREGATIONAL CHURCH | 40 WALCOTT ST | UST-4286 | Other | 1 | 1984-10-09 | Permanently Closed | 2500 | Heating Oil No.4
PAWTUCKET | PAWTUCKET COUNTRY CLUB, INC. | 900 ARMISTICE BLVD | UST-3820 | Other | 1 | 1984-10-09 | Permanently Closed | 1000 | Heating Oil No.2
PAWTUCKET | PAWTUCKET COUNTRY CLUB, INC. | 900 ARMISTICE BLVD | UST-3820 | Other | 2 | 1984-10-09 | Permanently Closed | 1000 | Heating Oil No.2
PAWTUCKET | PAWTUCKET COUNTRY CLUB, INC. | 900 ARMISTICE BLVD | UST-3820 | Other | 3 | 1984-10-09 | Permanently Closed | 275 | Heating Oil No.2
PAWTUCKET | PAWTUCKET CREDIT UNION | 571 SMITHFIELD AVE | UST-18029 | Commercials | 1 | 1984-10-09 | Permanently Closed | 500 | Heating Oil No.2
PAWTUCKET | PAWTUCKET EVENING TIMES | 23 EXCHANGE ST | UST-15641 | Commercials | 1 | 1984-10-09 | Permanently Closed | 10000 | Gasoline
PAWTUCKET | PAWTUCKET EVENING TIMES | 23 EXCHANGE ST | UST-15641 | Commercials | 2 | 1984-10-09 | Permanently Closed | 5000 | Heating Oil No.2
PAWTUCKET | PAWTUCKET EVENING TIMES | 23 EXCHANGE ST | UST-15641 | Commercials | 3 | 1984-10-09 | Permanently Closed | 550 | Waste Oil
PAWTUCKET | PAWTUCKET FASTENERS | 327 PINE ST | UST-15837 | Industrial | 1 | 1984-10-09 | Permanently Closed | 10000 | Waste Oil
PAWTUCKET | PAWTUCKET FASTENERS | 327 PINE ST | UST-15837 | Industrial | 2 | 1984-10-09 | Permanently Closed | 6000 | Heating Oil No.2
PAWTUCKET | PAWTUCKET FASTENERS | 327 PINE ST | UST-15837 | Industrial | 3 | 1984-10-09 | Permanently Closed | 10000 | Heating Oil No.4
PAWTUCKET | PAWTUCKET MILL SUPPLY CO., INC. | 240 YORK AVE | UST-4225 | Commercials | 1 | 1984-10-09 | Permanently Closed | 1000 | Heating Oil No.2
PAWTUCKET | PAWTUCKET MUNICIPAL INCENERATOR | 240 GROTTO AVE | UST-2711 | City/Town Government | 1 | 1984-10-09 | In Use | 1000 | Heating Oil No.2
PAWTUCKET | PAWTUCKET REDEVELOPMENT AGENCY | 370 MAIN ST | UST-17292 | Other | 1 | 1984-10-09 | Permanently Closed | 1000 | Heating Oil No.2
PAWTUCKET | PAWTUCKET REDEVELOPMENT AGENCY | 370 MAIN ST | UST-17292 | Other | 2 | 1984-10-09 | Permanently Closed | 1500 | Unknown
PAWTUCKET | PAWTUCKET SIX UNIT APARTMENT BUILDING | 890 YORK AVE | UST-4858 | Commercials | 1 | null | Permanently Closed | 1000 | Heating Oil No.2
PAWTUCKET | PAWTUCKET SKILLED NURSING AND REHABILITATION | 70 GILL AVE | UST-2323 | Commercials | 1 | 1978-03-01 | Permanently Closed | 10000 | Heating Oil No.2
PAWTUCKET | PAWTUCKET SKILLED NURSING AND REHABILITATION | 70 GILL AVE | UST-2323 | Commercials | 2 | 1978-03-01 | Permanently Closed | 3000 | Diesel
PAWTUCKET | PAWTUCKET WATER SUPPLY BOARD | 85 BRANCH ST | UST-2420 | City/Town Government | 1 | 1982-05-01 | Permanently Closed | 500 | Diesel
PAWTUCKET | PAWTUCKET WATER SUPPLY BOARD | 85 BRANCH ST | UST-2420 | City/Town Government | 2 | 1982-05-01 | Permanently Closed | 1000 | Diesel
PAWTUCKET | PAWTUCKET WATER SUPPLY BOARD | 85 BRANCH ST | UST-2420 | City/Town Government | 3 | 1974-05-01 | Permanently Closed | 5000 | Heating Oil No.2
PAWTUCKET | PAWTUCKET WATER SUPPLY BOARD | 85 BRANCH ST | UST-2420 | City/Town Government | 4 | 1981-05-01 | Permanently Closed | 500 | Motor Oil | Single Walled
PAWTUCKET | PETER TEGU | 99 SOUTH BEND ST | UST-16856 | Private Residence | 1 | 1984-10-09 | Permanently Closed | 1000 | Heating Oil No.2
PAWTUCKET | PHILIP J. LAPPIN, MD | 300 BROAD ST | UST-17233 | Commercials | 1 | 1984-10-09 | Permanently Closed | 3000 | Heating Oil No.2
PAWTUCKET | PHILIP SMILEY MULTI RESIDENTIAL PROPERTY | 501 PAWTUCKET AVE | UST-4155 | Multiple Residence | 1 | 1984-10-09 | Permanently Closed | 1000 | Heating Oil No.2
PAWTUCKET | PINE STREET WAREHOUSE | 258 PINE ST | UST-3962 | Commercials | 1 | 1984-10-09 | Permanently Closed | 1000 | Heating Oil No.2
PAWTUCKET | PITCHER STREET REALTY PROPERTY | 26 MAIN ST | UST-4485 | Commercials | 1 | 1984-10-09 | Permanently Closed | 2500 | Heating Oil No.2
PAWTUCKET | POSTRON SYSTEMS | 1080 MAIN ST | UST-1480 | Industrial | 1 | 1985-10-01 | Permanently Closed | 8000 | Heating Oil No.2
PAWTUCKET | POSTRON SYSTEMS | 1080 MAIN ST | UST-1480 | Industrial | 2 | 1984-10-09 | Permanently Closed | 5000 | Unknown
PAWTUCKET | POTTER BURNS ELEMENTARY SCHOOL | 973 NEWPORT AVE | UST-3544 | Education - Town | 1 | 1984-10-09 | Permanently Closed | 12500 | Heating Oil No.2
PAWTUCKET | PRATA FUNERAL HOME | 372 BROADWAY AVE | UST-18700 | Commercials | 1 | 1984-10-09 | Permanently Closed | 1000 | Heating Oil No.2
PAWTUCKET | PREF | 25 LAKE ST | UST-18678 | Commercials | 1 | 1984-10-09 | Permanently Closed | 500 | Gasoline
PAWTUCKET | PRESERVATION SOCIETY OF PAWTUCET | 67 PARK PL | UST-18940 | Other | 1 | 1984-10-09 | Permanently Closed | 500 | Heating Oil No.2
PAWTUCKET | PRM CONCRETE CORP. | 775 SCHOOL ST | UST-1550 | Commercials | 1 | 1971-02-01 | Permanently Closed | 5000 | Diesel
PAWTUCKET | PRM CONCRETE CORP. | 775 SCHOOL ST | UST-1550 | Commercials | 2 | 1971-02-01 | Permanently Closed | 5000 | Diesel
PAWTUCKET | PRM CONCRETE CORP. | 775 SCHOOL ST | UST-1550 | Commercials | 3 | 1971-02-01 | Permanently Closed | 4000 | Diesel
PAWTUCKET | PRM CONCRETE CORP. | 775 SCHOOL ST | UST-1550 | Commercials | 4 | 1971-02-01 | Permanently Closed | 4000 | Diesel
PAWTUCKET | PRM CONCRETE CORP. | 775 SCHOOL ST | UST-1550 | Commercials | 5 | 1971-02-01 | Permanently Closed | 4000 | Gasoline
PAWTUCKET | PRM CONCRETE CORP. | 775 SCHOOL ST | UST-1550 | Commercials | 6 | 1971-02-01 | Permanently Closed | 3000 | Diesel
PAWTUCKET | PRM CONCRETE CORP. | 775 SCHOOL ST | UST-1550 | Commercials | 7 | 1966-02-01 | Permanently Closed | 3000 | Waste Oil
PAWTUCKET | PRM CONCRETE CORP. | 775 SCHOOL ST | UST-1550 | Commercials | 8 | 1966-02-01 | Permanently Closed | 1000 | Heating Oil No.2
PAWTUCKET | PRM CONCRETE CORP. | 775 SCHOOL ST | UST-1550 | Commercials | 9 | 1956-02-01 | Permanently Closed | 1000 | Heating Oil No.2
PAWTUCKET | PRM CONCRETE CORP. | 775 SCHOOL ST | UST-1550 | Commercials | 10 | 1984-10-09 | Permanently Closed | 1000 | Heating Oil No.2
PAWTUCKET | PROFESSIONAL BUILDING | 174 ARMISTICE BLVD | UST-15843 | Commercials | 1 | 1970-02-01 | Permanently Closed | 2000 | Gasoline
PAWTUCKET | PROGRES0 LATINO-SER-JOBS/PROGRESS, INC. | 626 BROAD ST | UST-3247 | Commercials | 1 | 1984-10-09 | Permanently Closed | 1000 | Heating Oil No.2
PAWTUCKET | PROPERTY VENTURE HOLDINGS LLC | 122-124 ENGLEWOOD AVE | UST-18958 | Multiple Residence | 1 | 1984-10-09 | Permanently Closed | 3000 | Heating Oil No.2 | Single Walled
PAWTUCKET | PROSPECT HEIGHTS | 560 PROSPECT ST | UST-3542 | Federal Government | 1 | 1984-10-09 | Permanently Closed | 10000 | Heating Oil No.4
PAWTUCKET | PROSPECT HEIGHTS | 560 PROSPECT ST | UST-3542 | Federal Government | 2 | 1984-10-09 | Permanently Closed | 10000 | Heating Oil No.4
PAWTUCKET | PROSPECT HEIGHTS | 560 PROSPECT ST | UST-3542 | Federal Government | 3 | 1984-10-09 | Permanently Closed | 10000 | Heating Oil No.4
PAWTUCKET | PROVIDENCE & WORCESTER RAILROAD | 280 PINE ST | UST-18529 | Other | 1 | 1984-10-09 | Permanently Closed | 15000 | Heating Oil No.2
PAWTUCKET | PROVIDENCE BRAID COMPANY | 358 LOWDEN ST | UST-3471 | Industrial | 1 | 1992-07-01 | Permanently Closed | 8000 | Heating Oil No.2 | Double Walled
PAWTUCKET | PROVIDENCE BRAID COMPANY | 358 LOWDEN ST | UST-3471 | Industrial | 2 | 1984-10-09 | Permanently Closed | 10000 | Heating Oil No.6
PAWTUCKET | PROVIDENCE CRANE SERVICE, INC. | 130 GROTTO AVE | UST-979 | Commercials | 1 | 1971-04-01 | Permanently Closed | 3000 | Gasoline
PAWTUCKET | PROVIDENCE CRANE SERVICE, INC. | 130 GROTTO AVE | UST-979 | Commercials | 2 | 1971-04-01 | Permanently Closed | 3000 | Diesel
PAWTUCKET | PROVIDENCE HEAD START | 13 LEGION DR | UST-18904 | Other | 1 | 1984-10-09 | Permanently Closed | 2000 | Unknown
PAWTUCKET | PROVIDENCE METALIZING CO., INC | 593 MINERAL SPRING AVE | UST-3445 | Commercials | 1 | 1984-10-09 | In Use | 1000 | Heating Oil No.2
PAWTUCKET | PROVIDENCE METALIZING CO., INC | 593 MINERAL SPRING AVE | UST-3445 | Commercials | 2 | 1984-10-09 | In Use | 2000 | Heating Oil No.2
PAWTUCKET | PROVIDENCE METALLIZING CO., INC | 51 FAIRLAWN AVE | UST-2172 | Commercials | 1 | 1972-01-01 | In Use | 10000 | Heating Oil No.2
PAWTUCKET | PROVIDENCE METALLIZING CO., INC | 51 FAIRLAWN AVE | UST-2172 | Commercials | 2 | 1979-08-01 | In Use | 10000 | Heating Oil No.2
PAWTUCKET | PROVIDENCE METALLIZING CO., INC | 51 FAIRLAWN AVE | UST-2172 | Commercials | 3 | 1979-08-01 | In Use | 10000 | Heating Oil No.2
PAWTUCKET | PROVIDENCE METALLIZING CO., INC | 51 FAIRLAWN AVE | UST-2172 | Commercials | 4 | 1979-08-01 | In Use | 10000 | Heating Oil No.2
PAWTUCKET | PROVIDENCE METALLIZING CO., INC | 51 FAIRLAWN AVE | UST-2172 | Commercials | 5 | 1979-08-01 | In Use | 10000 | Heating Oil No.2
PAWTUCKET | PROVIDENCE METALLIZING CO., INC | 51 FAIRLAWN AVE | UST-2172 | Commercials | 6 | 1976-08-01 | Permanently Closed | 10000 | Heating Oil No.6
PAWTUCKET | PROVIDENCE METALLIZING CO., INC | 51 FAIRLAWN AVE | UST-2172 | Commercials | 7 | 1994-10-01 | In Use | 15000 | Heating Oil No.6 | Double Walled
PAWTUCKET | PROVIDENCE METALLIZING CO., INC | 51 FAIRLAWN AVE | UST-2172 | Commercials | 8 | 1976-08-01 | Permanently Closed | 10000 | Heating Oil No.6
PAWTUCKET | PROVIDENCE METALLIZING CO., INC | 51 FAIRLAWN AVE | UST-2172 | Commercials | 9 | 1994-10-01 | In Use | 15000 | Heating Oil No.6 | Double Walled
PAWTUCKET | PROVIDENCE METALLIZING CO., INC | 51 FAIRLAWN AVE | UST-2172 | Commercials | 10 | 1976-08-01 | Permanently Closed | 10000 | Heating Oil No.6
PAWTUCKET | PROVIDENCE METALLIZING CO., INC. | 51 FAIRLAWN AVE | UST-1615 | Industrial | 1 | 1984-10-09 | In Use | 10000 | Heating Oil No.2
PAWTUCKET | Q-MART | 72 EXCHANGE ST | UST-1828 | Gasoline Station | 1 | 1956-04-01 | Permanently Closed | 3000 | Gasoline
PAWTUCKET | Q-MART | 72 EXCHANGE ST | UST-1828 | Gasoline Station | 2 | 1956-04-01 | Permanently Closed | 3000 | Gasoline
PAWTUCKET | Q-MART | 72 EXCHANGE ST | UST-1828 | Gasoline Station | 3 | 1956-04-01 | Permanently Closed | 2000 | Gasoline
PAWTUCKET | Q-MART | 72 EXCHANGE ST | UST-1828 | Gasoline Station | 4 | 1956-04-01 | Permanently Closed | 3000 | Gasoline
PAWTUCKET | Q-MART | 72 EXCHANGE ST | UST-1828 | Gasoline Station | 5 | 1984-10-09 | Permanently Closed | 500 | Heating Oil No.2
PAWTUCKET | Q-MART | 72 EXCHANGE ST | UST-1828 | Gasoline Station | 6 | 1984-10-09 | Permanently Closed | 500 | Waste Oil
PAWTUCKET | Q-MART | 72 EXCHANGE ST | UST-1828 | Gasoline Station | 7 | 1999-01-28 | In Use | 6500 | Gasoline | Double Walled | 2011-04-25
PAWTUCKET | Q-MART | 72 EXCHANGE ST | UST-1828 | Gasoline Station | 8 | 1999-01-28 | In Use | 3000 | Gasoline | Double Walled | 2011-04-25
PAWTUCKET | Q-MART | 72 EXCHANGE ST | UST-1828 | Gasoline Station | 9 | 1999-01-28 | In Use | 2500 | Diesel | Double Walled | 2011-04-25
PAWTUCKET | QUALITY CAB | 500 ROOSEVELT AVE | UST-17198 | Commercials | 1 | 1984-10-09 | Permanently Closed | 6300 | Gasoline
PAWTUCKET | QUALITY CAB | 500 ROOSEVELT AVE | UST-17198 | Commercials | 2 | 1984-10-09 | Permanently Closed | 3000 | Gasoline
PAWTUCKET | QUALITY CAB | 500 ROOSEVELT AVE | UST-17198 | Commercials | 3 | 1984-10-09 | Permanently Closed | 250 | Waste Oil
PAWTUCKET | QUALITY CAB | 500 ROOSEVELT AVE | UST-17198 | Commercials | 4 | 1984-10-09 | Permanently Closed | 500 | Heating Oil No.2
PAWTUCKET | QUALITY COURT CONDOS. | SPRING & GROVE ST | UST-15227 | Other | 1 | 1984-10-09 | Permanently Closed | 3000 | Heating Oil No.2
PAWTUCKET | QUALITY RENTAL CENTER | 390 WALCOTT ST | UST-2962 | Commercials | 1 | 1984-10-09 | Permanently Closed | 3000 | Gasoline
PAWTUCKET | QUALITY RENTAL CENTER | 390 WALCOTT ST | UST-2962 | Commercials | 2 | 1984-10-09 | Permanently Closed | 3000 | Gasoline
PAWTUCKET | QUALITY RENTAL CENTER | 390 WALCOTT ST | UST-2962 | Commercials | 3 | 1984-10-09 | Permanently Closed | 2000 | Heating Oil No.2
PAWTUCKET | QUALITY RENTAL CENTER | 390 WALCOTT ST | UST-2962 | Commercials | 4 | 1984-10-09 | Permanently Closed | 1000 | Waste Oil
PAWTUCKET | QUATRO MOTORCYCLE | 154 SMITHFIELD AVE | UST-16642 | Commercials | 1 | 1984-10-09 | Permanently Closed | 1000 | Heating Oil No.2
PAWTUCKET | QUATRO MOTORCYCLE | 154 SMITHFIELD AVE | UST-16642 | Commercials | 2 | 1984-10-09 | Permanently Closed | 4000 | Gasoline
PAWTUCKET | QUATRO MOTORCYCLE | 154 SMITHFIELD AVE | UST-16642 | Commercials | 3 | 1984-10-09 | Permanently Closed | 4000 | Gasoline
PAWTUCKET | QUICK & CLEAN CAR WASH | 587 CENTRAL AVE | UST-15447 | Other | 1 | 1984-10-09 | Permanently Closed | 10000 | Gasoline
PAWTUCKET | QUICK & CLEAN CAR WASH | 587 CENTRAL AVE | UST-15447 | Other | 2 | 1984-10-09 | Permanently Closed | 10000 | Gasoline
PAWTUCKET | R AND S REALTY | 330 SCHOOL ST | UST-4389 | Commercials | 1 | 1984-10-09 | Permanently Closed | 500 | Heating Oil No.2
PAWTUCKET | R.I. MEDICAL AND ATLANTIC | 209 ARMISTICE BLVD | UST-2170 | Commercials | 1 | 1979-06-01 | Permanently Closed | 1000 | Heating Oil No.2 | Single Walled
PAWTUCKET | R.I. MEDICAL AND ATLANTIC | 209 ARMISTICE BLVD | UST-2170 | Commercials | 2 | 1979-06-01 | Permanently Closed | 1000 | Heating Oil No.2 | Single Walled
PAWTUCKET | R.S. REALTY CO. | 329 PROSPECT ST | UST-4514 | Other | 1 | 1984-10-09 | Permanently Closed | 2000 | Heating Oil No.2
PAWTUCKET | R.S. REALTY CO. | 329 PROSPECT ST | UST-4514 | Other | 2 | 1984-10-09 | Permanently Closed | 1500 | Heating Oil No.2
PAWTUCKET | RAKIYER RESIDENCE | 53 AUBURN ST | UST-4669 | Private Residence | 1 | 1984-10-09 | Permanently Closed | 2000 | Heating Oil No.2
PAWTUCKET | RAY'S GULF STATION | 454 PAWTUCKET AVE | UST-413 | Gasoline Station | 1 | 1960-04-01 | Permanently Closed | 4000 | Gasoline
PAWTUCKET | RAY'S GULF STATION | 454 PAWTUCKET AVE | UST-413 | Gasoline Station | 2 | 1960-04-01 | Permanently Closed | 4000 | Gasoline
PAWTUCKET | RAY'S GULF STATION | 454 PAWTUCKET AVE | UST-413 | Gasoline Station | 3 | 1960-04-01 | Permanently Closed | 3000 | Gasoline
PAWTUCKET | RAY'S GULF STATION | 454 PAWTUCKET AVE | UST-413 | Gasoline Station | 4 | 1960-04-01 | Permanently Closed | 3000 | Gasoline
PAWTUCKET | RAY'S GULF STATION | 454 PAWTUCKET AVE | UST-413 | Gasoline Station | 5 | 1967-04-01 | Permanently Closed | 6000 | Gasoline
PAWTUCKET | RAY'S GULF STATION | 454 PAWTUCKET AVE | UST-413 | Gasoline Station | 6 | 1984-10-09 | Permanently Closed | 550 | Waste Oil
PAWTUCKET | RAY'S GULF STATION | 454 PAWTUCKET AVE | UST-413 | Gasoline Station | 7 | 1984-10-09 | Permanently Closed | 550 | Heating Oil No.2
PAWTUCKET | RAYS AUTO CLINIC | 341 BENEFIT ST | UST-15228 | Gasoline Station | 1 | 1984-10-09 | Permanently Closed | 4000 | Gasoline
PAWTUCKET | RAYS AUTO CLINIC | 341 BENEFIT ST | UST-15228 | Gasoline Station | 2 | 1984-10-09 | Permanently Closed | 2500 | Gasoline
PAWTUCKET | RAYS AUTO CLINIC | 341 BENEFIT ST | UST-15228 | Gasoline Station | 3 | 1984-10-09 | Permanently Closed | 550 | Heating Oil No.2
PAWTUCKET | RAYS AUTO CLINIC | 341 BENEFIT ST | UST-15228 | Gasoline Station | 4 | 1984-10-09 | Permanently Closed | 4000 | Gasoline
PAWTUCKET | RAYS AUTO CLINIC | 341 BENEFIT ST | UST-15228 | Gasoline Station | 5 | 1984-10-09 | Permanently Closed | 2500 | Gasoline
PAWTUCKET | RAYS AUTO CLINIC | 341 BENEFIT ST | UST-15228 | Gasoline Station | 6 | 1984-10-09 | Permanently Closed | 550 | Waste Oil
PAWTUCKET | REGAL AUTO BODY & RADIATOR WORKS | 370 PAWTUCKET AVE | UST-4036 | Commercials | 1 | 1984-10-09 | Permanently Closed | 550 | Waste Oil
PAWTUCKET | REGAL AUTO BODY & RADIATOR WORKS | 370 PAWTUCKET AVE | UST-4036 | Commercials | 2 | 1984-10-09 | Permanently Closed | 3000 | Gasoline
PAWTUCKET | REGAL AUTO BODY & RADIATOR WORKS | 370 PAWTUCKET AVE | UST-4036 | Commercials | 3 | 1984-10-09 | Permanently Closed | 3000 | Gasoline
PAWTUCKET | REGAL AUTO BODY & RADIATOR WORKS | 370 PAWTUCKET AVE | UST-4036 | Commercials | 4 | 1984-10-09 | Permanently Closed | 3000 | Gasoline
PAWTUCKET | REGAL AUTO BODY & RADIATOR WORKS | 370 PAWTUCKET AVE | UST-4036 | Commercials | 5 | 1984-10-09 | Permanently Closed | 5000 | Gasoline
PAWTUCKET | REGAL AUTO BODY & RADIATOR WORKS | 370 PAWTUCKET AVE | UST-4036 | Commercials | 6 | 1984-10-09 | Permanently Closed | 5000 | Gasoline
PAWTUCKET | REGAL AUTO BODY & RADIATOR WORKS | 370 PAWTUCKET AVE | UST-4036 | Commercials | 7 | 1984-10-09 | Permanently Closed | 1500 | Gasoline
PAWTUCKET | REGAL AUTO BODY & RADIATOR WORKS | 370 PAWTUCKET AVE | UST-4036 | Commercials | 8 | 1984-10-09 | Permanently Closed | 1500 | Gasoline
PAWTUCKET | REGAL AUTO BODY & RADIATOR WORKS | 370 PAWTUCKET AVE | UST-4036 | Commercials | 9 | 1984-10-09 | Permanently Closed | 1500 | Gasoline
PAWTUCKET | REGAL CAR CARE | 65 EAST ST | UST-1926 | Commercials | 1 | 1983-07-01 | Permanently Closed | 10000 | Gasoline
PAWTUCKET | REGAL CAR CARE | 65 EAST ST | UST-1926 | Commercials | 2 | 1984-10-09 | Permanently Closed | 250 | Heating Oil No.2
PAWTUCKET | RENTAL PROPERTY | 120 WEBSTER ST | UST-18228 | Commercials | 1 | 1984-10-09 | Permanently Closed | 3000 | Heating Oil No.2
PAWTUCKET | RENTAL PROPERTY | 50 DUNNELL LN | UST-18741 | Commercials | 1 | 1984-10-09 | Permanently Closed | 1000 | Heating Oil No.2
PAWTUCKET | RENTAL PROPERTY | 50 DUNNELL LN | UST-18741 | Commercials | 2 | 1984-10-09 | Permanently Closed | 1000 | Heating Oil No.2
PAWTUCKET | RENTAL PROPERTY | 52 JACKSON ST | UST-4388 | Multiple Residence | 1 | 1984-10-09 | Permanently Closed | 1000 | Heating Oil No.2
PAWTUCKET | RENTAL PROPERTY | 52 JACKSON ST | UST-4388 | Multiple Residence | 2 | 1984-10-09 | Permanently Closed | 2000 | Heating Oil No.2
PAWTUCKET | RENTAL PROPERTY | 52 JACKSON ST | UST-4388 | Multiple Residence | 3 | 1984-10-09 | Permanently Closed | 2000 | Heating Oil No.2
PAWTUCKET | RESIDENTIAL PROPERTY | 21 ANDERTON ST | UST-4616 | Private Residence | 1 | 1984-10-09 | Permanently Closed | 2000 | Heating Oil No.2
PAWTUCKET | RHODEY HEN CAFE | 350 PROSPECT ST | UST-19201 | Commercials | 1 | 1984-10-09 | Permanently Closed | 1000 | Heating Oil No.2 | Single Walled
PAWTUCKET | RI TEXTILE | 400 YORK AVE | UST-UNK-8908 | Industrial | 1 | null | Permanently Closed | 26000 | Hazardous Substance
PAWTUCKET | RICHARD BENOIT | 261-263 JAPONICA ST | UST-18746 | Private Residence | 1 | 1984-10-09 | Permanently Closed | 1200 | Heating Oil No.2
PAWTUCKET | RICHMOND TIRE SALES | 374 ROOSEVELT AVE | UST-18596 | Commercials | 1 | 1984-10-09 | Permanently Closed | 1000 | Heating Oil No.2
PAWTUCKET | RIDGE CONSTRUCTION COMPANY | 272 YORK AVE | UST-1788 | Commercials | 1 | 1983-04-01 | Permanently Closed | 500 | Heating Oil No.2
PAWTUCKET | RIDOT - 20 DIVISION STREET PROPERTY | 20 DIVISION ST | UST-4741 | State Government | 1 | 1984-10-09 | Permanently Closed | 6000 | Gasoline
PAWTUCKET | RIDOT - 20 DIVISION STREET PROPERTY | 20 DIVISION ST | UST-4741 | State Government | 2 | 1984-10-09 | Permanently Closed | 375 | Unknown
PAWTUCKET | RIDOT - 20 DIVISION STREET PROPERTY | 20 DIVISION ST | UST-4741 | State Government | 3 | 1984-10-09 | Abandoned | 4000 | Unknown
PAWTUCKET | ROBERT FORD PROPERTY | 1 DEXTER CT | UST-18992 | Commercials | 1 | 1984-10-09 | Permanently Closed | 1000 | Heating Oil No.2
PAWTUCKET | ROCK'S BAR INC. | 451 PROSPECT ST | UST-4944 | Commercials | 1 | null | Permanently Closed | 500 | Unknown
PAWTUCKET | RON GAGNE | 666 SCHOOL ST | UST-18593 | Commercials | 1 | 1984-10-09 | Permanently Closed | 1000 | Heating Oil No.2
PAWTUCKET | ROOFING SYSTEMS, INC. | 118 SPRING ST | UST-1786 | Commercials | 1 | 1984-10-09 | Permanently Closed | 1000 | Gasoline
PAWTUCKET | ROOFING SYSTEMS, INC. | 118 SPRING ST | UST-1786 | Commercials | 2 | 1984-10-09 | Permanently Closed | 500 | Kerosene
PAWTUCKET | ROSCO LAB | 31 WALNUT ST | UST-15330 | Other | 1 | 1984-10-09 | Permanently Closed | 550 | Mixture
PAWTUCKET | ROSE CONNOLLY | 73 KENDALL ST | UST-16296 | Commercials | 1 | 1984-10-09 | Permanently Closed | 2000 | Gasoline
PAWTUCKET | ROSE CONNOLLY | 73 KENDALL ST | UST-16296 | Commercials | 2 | 1984-10-09 | Permanently Closed | 2000 | Gasoline
PAWTUCKET | ROSE COTTAGE NURSING HOME | 151 HUNT ST | UST-2325 | Other | 1 | 1987-03-01 | Permanently Closed | 2000 | Heating Oil No.2 | Double Walled
PAWTUCKET | ROYAL PROPERTIES | 80 ASHBURN ST | UST-16562 | Commercials | 1 | 1984-10-09 | Permanently Closed | 1000 | Heating Oil No.2
PAWTUCKET | RUSSELL S. CHIN, DDS | 1288 NEWPORT AVE | UST-4137 | Commercials | 1 | 1984-10-09 | Permanently Closed | 275 | Heating Oil No.2
PAWTUCKET | RYDER TRUCK RENTAL, INC. | 265 ARMISTICE BLVD | UST-1813 | Commercials | 1 | 1976-05-01 | Permanently Closed | 10000 | Diesel
PAWTUCKET | RYDER TRUCK RENTAL, INC. | 265 ARMISTICE BLVD | UST-1813 | Commercials | 2 | 1976-05-01 | Permanently Closed | 10000 | Gasoline
PAWTUCKET | RYDER TRUCK RENTAL, INC. | 265 ARMISTICE BLVD | UST-1813 | Commercials | 3 | 1976-05-01 | Permanently Closed | 1000 | Waste Oil
PAWTUCKET | S. PAPADOPOULO & K. KATSIAUNIS | 30 EAST AVE | UST-2607 | Commercials | 1 | 1984-10-09 | Permanently Closed | 2000 | Heating Oil No.2
PAWTUCKET | SAAD FOOD MART INC. | 1404 NEWPORT AVE | UST-917 | Gasoline Station | 1 | 1970-06-01 | Permanently Closed | 10000 | Gasoline
PAWTUCKET | SAAD FOOD MART INC. | 1404 NEWPORT AVE | UST-917 | Gasoline Station | 2 | 1987-04-01 | In Use | 12000 | Gasoline | Double Walled | 2019-04-29
PAWTUCKET | SAAD FOOD MART INC. | 1404 NEWPORT AVE | UST-917 | Gasoline Station | 3 | 1970-06-01 | Permanently Closed | 10000 | Gasoline
PAWTUCKET | SAAD FOOD MART INC. | 1404 NEWPORT AVE | UST-917 | Gasoline Station | 4 | 1987-04-01 | In Use | 12000 | Gasoline | Double Walled | 2019-04-29
PAWTUCKET | SAAD FOOD MART INC. | 1404 NEWPORT AVE | UST-917 | Gasoline Station | 5 | 1970-02-01 | Permanently Closed | 6000 | Gasoline
PAWTUCKET | SAAD FOOD MART INC. | 1404 NEWPORT AVE | UST-917 | Gasoline Station | 6 | 1970-06-01 | Permanently Closed | 550 | Waste Oil
PAWTUCKET | SAAD FOOD MART INC. | 1404 NEWPORT AVE | UST-917 | Gasoline Station | 7 | 1970-06-01 | Permanently Closed | 550 | Heating Oil No.2
PAWTUCKET | SAAD FOOD MART INC. | 1404 NEWPORT AVE | UST-917 | Gasoline Station | 8 | 1987-04-01 | In Use | 12000 | Gasoline | Double Walled | 2019-04-29
PAWTUCKET | SACRED HEART CHURCH | 38 PARK ST | UST-1805 | Other | 1 | 1984-10-09 | In Use | 2000 | Heating Oil No.2
PAWTUCKET | SAINT FRANCIS CEMETERY COMPLEX | 202 SMITHFIELD AVE | UST-2242 | Other | 1 | 1946-01-01 | Permanently Closed | 1000 | Gasoline
PAWTUCKET | SAINT FRANCIS CEMETERY COMPLEX | 202 SMITHFIELD AVE | UST-2242 | Other | 2 | 1972-01-01 | Permanently Closed | 1000 | Heating Oil No.2 | Single Walled
PAWTUCKET | SAINT TERESA'S CONVENT | 150 WOODHAVEN | UST-19131 | Commercials | 1 | 1984-10-09 | Permanently Closed | 1000 | Heating Oil No.2
PAWTUCKET | SAINT TERESA'S RECTORY | 358 NEWPORT AVE | UST-19132 | Commercials | 1 | 1984-10-09 | Permanently Closed | 1000 | Heating Oil No.2
PAWTUCKET | SALOIS DAIRY | 660 COTTAGE ST | UST-3921 | Commercials | 1 | 1984-10-09 | Permanently Closed | 1000 | Heating Oil No.2
PAWTUCKET | SALOIS DAIRY | 660 COTTAGE ST | UST-3921 | Commercials | 2 | 1984-10-09 | Permanently Closed | 1000 | Heating Oil No.2
PAWTUCKET | SALOIS DAIRY | 660 COTTAGE ST | UST-3921 | Commercials | 3 | 1984-10-09 | Permanently Closed | 4000 | Diesel
PAWTUCKET | SALVATION ARMY -- PAWTUCKET CORPS | 102 HIGH ST | UST-4653 | Commercials | 1 | 1984-10-09 | Permanently Closed | 2000 | Heating Oil No.2
PAWTUCKET | SAM'S SERVICE CENTER, INC. | 252 COTTAGE ST | UST-3003 | Commercials | 1 | 1984-10-09 | Permanently Closed | 4000 | Gasoline
PAWTUCKET | SAM'S SERVICE CENTER, INC. | 252 COTTAGE ST | UST-3003 | Commercials | 2 | 1984-10-09 | Permanently Closed | 4000 | Gasoline
PAWTUCKET | SAM'S SERVICE CENTER, INC. | 252 COTTAGE ST | UST-3003 | Commercials | 3 | 1984-10-09 | Permanently Closed | 6000 | Gasoline
PAWTUCKET | SAM'S SERVICE CENTER, INC. | 252 COTTAGE ST | UST-3003 | Commercials | 4 | 1984-10-09 | Permanently Closed | 500 | Waste Oil
PAWTUCKET | SAM'S SERVICE CENTER, INC. | 252 COTTAGE ST | UST-3003 | Commercials | 5 | 1984-10-09 | Permanently Closed | 1000 | Heating Oil No.2
PAWTUCKET | SAMUEL SLATER JUNIOR HIGH SCHOOL | 281 MINERAL SPRING AVE | UST-1423 | Education - Town | 1 | 1984-10-09 | Permanently Closed | 10000 | Heating Oil No.2
PAWTUCKET | SAMUEL SLATER JUNIOR HIGH SCHOOL | 281 MINERAL SPRING AVE | UST-1423 | Education - Town | 2 | null | Permanently Closed | 330 | Waste Oil | Single Walled
PAWTUCKET | SAMUEL SLATER JUNIOR HIGH SCHOOL | 281 MINERAL SPRING AVE | UST-1423 | Education - Town | 3 | null | Permanently Closed | 330 | Waste Oil | Single Walled
PAWTUCKET | SANDRA JARJOURA (4 FAMILY DWELLING) | 254 DIVISION ST | UST-18344 | Other | 1 | 1984-10-09 | Permanently Closed | 500 | Heating Oil No.2
PAWTUCKET | SAVASTANO TEXACO | 895 MINERAL SPRING AVE | UST-546 | Gasoline Station | 1 | 1960-04-01 | Permanently Closed | 3000 | Gasoline
PAWTUCKET | SAVASTANO TEXACO | 895 MINERAL SPRING AVE | UST-546 | Gasoline Station | 2 | 1989-05-01 | Permanently Closed | 6000 | Gasoline | Single Walled
PAWTUCKET | SAVASTANO TEXACO | 895 MINERAL SPRING AVE | UST-546 | Gasoline Station | 3 | 1960-04-01 | Permanently Closed | 3000 | Gasoline
PAWTUCKET | SAVASTANO TEXACO | 895 MINERAL SPRING AVE | UST-546 | Gasoline Station | 4 | 1989-05-01 | Permanently Closed | 6000 | Gasoline | Single Walled
PAWTUCKET | SAVASTANO TEXACO | 895 MINERAL SPRING AVE | UST-546 | Gasoline Station | 5 | 1960-04-01 | Permanently Closed | 2000 | Gasoline
PAWTUCKET | SAVASTANO TEXACO | 895 MINERAL SPRING AVE | UST-546 | Gasoline Station | 6 | 1989-05-01 | Permanently Closed | 5000 | Diesel | Single Walled
PAWTUCKET | SAVASTANO TEXACO | 895 MINERAL SPRING AVE | UST-546 | Gasoline Station | 7 | 1972-04-01 | Permanently Closed | 2000 | Gasoline
PAWTUCKET | SAVASTANO TEXACO | 895 MINERAL SPRING AVE | UST-546 | Gasoline Station | 8 | 1972-04-01 | Permanently Closed | 550 | Waste Oil
PAWTUCKET | SAVASTANO TEXACO | 895 MINERAL SPRING AVE | UST-546 | Gasoline Station | 9 | 1989-05-01 | Permanently Closed | 550 | Heating Oil No.2
PAWTUCKET | SAVASTANO TEXACO | 895 MINERAL SPRING AVE | UST-546 | Gasoline Station | 10 | 1984-10-09 | Permanently Closed | 1000 | Heating Oil No.2
PAWTUCKET | SAYLESVILLE WAREHOUSE | 327 BARTON ST | UST-15639 | Commercials | 1 | 1984-10-09 | Permanently Closed | 5000 | Unknown
PAWTUCKET | SAYLESVILLE WAREHOUSE | 327 BARTON ST | UST-15639 | Commercials | 2 | 1984-10-09 | Permanently Closed | 3000 | Unknown
PAWTUCKET | SAYLESVILLE WAREHOUSE | 327 BARTON ST | UST-15639 | Commercials | 3 | 1984-10-09 | Permanently Closed | 99 | Heating Oil No.4
PAWTUCKET | SCHOOL HOUSE CANDY | 1005 MAIN ST | UST-18802 | Commercials | 1 | 1984-10-09 | Permanently Closed | 3000 | Unknown
PAWTUCKET | SEEKONK LACE | 659 ARMISTICE BLVD | UST-18760 | Commercials | 1 | 1984-10-09 | Permanently Closed | 5000 | Heating Oil No.6
PAWTUCKET | SHEA JUNIOR HIGH | 485 EAST AVE | UST-1424 | Education - Town | 1 | 1939-07-01 | Permanently Closed | 6000 | Heating Oil No.4
PAWTUCKET | SHOREHAM ASSOCIATES | 9 SHOREHAM CT | UST-19272 | Commercials | 1 | 1984-10-09 | Permanently Closed | 500 | Heating Oil No.2
PAWTUCKET | SHOVE INSURANCE REAL ESTATE | 100 EAST AVE | UST-18640 | Commercials | 1 | 1984-10-09 | Permanently Closed | 5000 | Heating Oil No.2
PAWTUCKET | SIMON'S SUPPLY COMPANY | 19 SLADE ST | UST-4949 | Commercials | 1 | null | Permanently Closed | 1500 | Heating Oil No.2
PAWTUCKET | SLATER COTTON MILL | 46 CHURCH ST | UST-4259 | Industrial | 1 | 1984-10-09 | Permanently Closed | 25000 | Heating Oil No.6
PAWTUCKET | SLATER COTTON MILL | 46 CHURCH ST | UST-4259 | Industrial | 2 | 1984-10-09 | Permanently Closed | 25000 | Heating Oil No.6
PAWTUCKET | SLATER COTTON MILL | 46 CHURCH ST | UST-4259 | Industrial | 3 | 1984-10-09 | Permanently Closed | 6000 | Heating Oil No.2
PAWTUCKET | SLATER COTTON MILL | 46 CHURCH ST | UST-4259 | Industrial | 4 | 1984-10-09 | Permanently Closed | 1000 | Heating Oil No.2
PAWTUCKET | SLATER COTTON MILL | 46 CHURCH ST | UST-4259 | Industrial | 5 | 1984-10-09 | Permanently Closed | 300 | Unknown
PAWTUCKET | SLATER DYE WORKS, INC. | 727 SCHOOL ST | UST-687 | Industrial | 1 | 1973-04-01 | Permanently Closed | 20000 | Heating Oil No.6
PAWTUCKET | SLATER DYE WORKS, INC. | 727 SCHOOL ST | UST-687 | Industrial | 2 | 1983-04-01 | Permanently Closed | 10000 | Heating Oil No.6
PAWTUCKET | SLATER PARK ZOO AND OFFICE | ARMISTICE BLVD | UST-2707 | City/Town Government | 1 | 1984-10-09 | Permanently Closed | 500 | Heating Oil No.2
PAWTUCKET | SLATER PARK ZOO AND OFFICE | ARMISTICE BLVD | UST-2707 | City/Town Government | 2 | 1984-10-09 | In Use | 1000 | Heating Oil No.2
PAWTUCKET | SLATER PARK ZOO AND OFFICE | ARMISTICE BLVD | UST-2707 | City/Town Government | 3 | 1984-10-09 | Permanently Closed | 500 | Heating Oil No.2
PAWTUCKET | SLATER SCREEN PRINT CORP. | 760 SCHOOL ST | UST-688 | Commercials | 1 | 1965-04-01 | Permanently Closed | 1000 | Heating Oil No.2
PAWTUCKET | SLATER SCREEN PRINT CORP. | 760 SCHOOL ST | UST-688 | Commercials | 2 | 1979-04-01 | Permanently Closed | 4000 | Heating Oil No.2
PAWTUCKET | SLATER SCREEN PRINT CORP. | 760 SCHOOL ST | UST-688 | Commercials | 3 | 1979-04-01 | Permanently Closed | 4000 | Gasoline
PAWTUCKET | SLOAN REALTY CO., LLC | 210 DARTMOUTH ST | UST-18909 | Commercials | 1 | 1984-10-09 | Permanently Closed | 2000 | Heating Oil No.6
PAWTUCKET | SMITHFIELD AVENUE CONGREGATIONAL CHURCH | 514 SMITHFIELD AVE | UST-16701 | Other | 1 | 1984-10-09 | Permanently Closed | 1000 | Heating Oil No.2
PAWTUCKET | SOUSA'S AUTO BODY AND AUTO SALES | 1442 NEWPORT AVE | UST-16531 | Commercials | 1 | 1984-10-09 | Permanently Closed | 275 | Heating Oil No.2
PAWTUCKET | SOUSA'S DAIRY, INC. | 216 HUGHES AVE | UST-17073 | Commercials | 1 | 1984-10-09 | Permanently Closed | 500 | Gasoline
PAWTUCKET | SPEEDWAY #2832 | 250 MINERAL SPRING AVE | UST-871 | Gasoline Station | 1 | 1971-04-01 | Permanently Closed | 5000 | Gasoline
PAWTUCKET | SPEEDWAY #2832 | 250 MINERAL SPRING AVE | UST-871 | Gasoline Station | 2 | 1971-04-01 | Permanently Closed | 5000 | Gasoline
PAWTUCKET | SPEEDWAY #2832 | 250 MINERAL SPRING AVE | UST-871 | Gasoline Station | 3 | 1971-04-01 | Permanently Closed | 5000 | Gasoline
PAWTUCKET | SPEEDWAY #2832 | 250 MINERAL SPRING AVE | UST-871 | Gasoline Station | 4 | 1971-04-01 | Permanently Closed | 5000 | Gasoline
PAWTUCKET | SPEEDWAY #2832 | 250 MINERAL SPRING AVE | UST-871 | Gasoline Station | 5 | 1976-04-01 | Permanently Closed | 5000 | Kerosene
PAWTUCKET | SPEEDWAY #2832 | 250 MINERAL SPRING AVE | UST-871 | Gasoline Station | 6 | 1969-08-01 | Permanently Closed | 550 | Waste Oil
PAWTUCKET | SPEEDWAY #2832 | 250 MINERAL SPRING AVE | UST-871 | Gasoline Station | 7 | 1992-06-01 | In Use | 10000 | Gasoline | Double Walled | 2018-01-03
PAWTUCKET | SPEEDWAY #2832 | 250 MINERAL SPRING AVE | UST-871 | Gasoline Station | 8 | 1992-06-01 | In Use | 10000 | Gasoline | Double Walled | 2018-01-03
PAWTUCKET | SPEEDWAY #2832 | 250 MINERAL SPRING AVE | UST-871 | Gasoline Station | 9 | 1992-06-01 | In Use | 10000 | Gasoline | Double Walled | 2018-01-03
PAWTUCKET | SPEEDWAY #2832 | 250 MINERAL SPRING AVE | UST-871 | Gasoline Station | 10 | 1992-06-01 | In Use | 10000 | Diesel | Double Walled | 2018-01-03
PAWTUCKET | SPEEDWAY #2832 | 250 MINERAL SPRING AVE | UST-871 | Gasoline Station | 11 | 1992-06-01 | Permanently Closed | 550 | Mixture | Double Walled | 2018-01-03
PAWTUCKET | SPRINGVIEW APARTMENTS | 390-400 MINERAL SPRING AVE | UST-1410 | Commercials | 1 | 1984-10-09 | Permanently Closed | 1000 | Heating Oil No.2
PAWTUCKET | SPRINGVIEW APARTMENTS | 390-400 MINERAL SPRING AVE | UST-1410 | Commercials | 2 | 1975-08-01 | Permanently Closed | 1000 | Heating Oil No.2
PAWTUCKET | ST. JOSEPH'S RECTORY | 193 WALCOTT ST | UST-2059 | Other | 1 | 1952-05-01 | In Use | 5000 | Heating Oil No.4
PAWTUCKET | ST. JOSEPH'S RECTORY | 193 WALCOTT ST | UST-2059 | Other | 2 | 1979-05-01 | In Use | 3000 | Heating Oil No.2
PAWTUCKET | ST. JOSEPH'S SCHOOL (ST. RAPHAEL ACADEMY) | 210 WALCOTT ST | UST-3651 | Education Private | 1 | 1984-10-09 | Permanently Closed | 5000 | Heating Oil No.2
PAWTUCKET | ST. LEO THE GREAT CHURCH CORP. | 697 CENTRAL AVE | UST-1940 | Other | 1 | 1984-10-09 | Permanently Closed | 1000 | Heating Oil No.2
PAWTUCKET | ST. LEO THE GREAT CHURCH CORP. | 697 CENTRAL AVE | UST-1940 | Other | 2 | 1984-10-09 | Permanently Closed | 1000 | Heating Oil No.2
PAWTUCKET | ST. LEO THE GREAT CHURCH CORP. | 697 CENTRAL AVE | UST-1940 | Other | 4 | 1972-05-01 | Permanently Closed | 5000 | Heating Oil No.4
PAWTUCKET | ST. LEO THE GREAT CHURCH CORP. | 697 CENTRAL AVE | UST-1940 | Other | 5 | 1972-05-01 | Permanently Closed | 1000 | Heating Oil No.4
PAWTUCKET | ST. MARIA GORETTI CHURCH | 165 POWER RD | UST-17177 | Other | 1 | 1984-10-09 | Permanently Closed | 2000 | Heating Oil No.2
PAWTUCKET | ST. MARY'S ANTIOCHIAN ORTHODOX CHURCH | 249 HIGH ST | UST-4471 | Other | 1 | 1984-10-09 | Permanently Closed | 500 | Heating Oil No.2
PAWTUCKET | ST. MARY'S CHURCH AND SCHOOL | 103 PINE ST | UST-1037 | Education Private | 1 | 1984-10-09 | Permanently Closed | 2000 | Heating Oil No.2
PAWTUCKET | ST. MARY'S CHURCH AND SCHOOL | 103 PINE ST | UST-1037 | Education Private | 2 | 1984-10-09 | Permanently Closed | 3000 | Heating Oil No.2
PAWTUCKET | ST. MATTHEW - TRINITY LUTHERAN CHURCH | 690 NEWPORT AVE | UST-2282 | Other | 1 | 1957-05-01 | Permanently Closed | 1000 | Heating Oil No.2
PAWTUCKET | ST. MATTHEW - TRINITY LUTHERAN CHURCH | 690 NEWPORT AVE | UST-2282 | Other | 2 | 1957-05-01 | Permanently Closed | 1000 | Heating Oil No.2
PAWTUCKET | ST. MATTHEW CHURCH | 1030 DEXTER ST | UST-2077 | Other | 1 | 1997-08-28 | Permanently Closed | 5000 | Heating Oil No.2
PAWTUCKET | ST. MATTHEW CHURCH | 1030 DEXTER ST | UST-2077 | Other | 2 | 1952-08-01 | Permanently Closed | 5000 | Heating Oil No.2
PAWTUCKET | ST. MATTHEW CHURCH | 1030 DEXTER ST | UST-2077 | Other | 3 | 1961-08-01 | Permanently Closed | 1500 | Heating Oil No.2
PAWTUCKET | ST. PAUL'S EPISCOPAL CHURCH | 50 PARK PL | UST-18769 | Other | 1 | 1984-10-09 | Permanently Closed | 3000 | Heating Oil No.2
PAWTUCKET | ST. RAPHAEL ACADEMY | 123 WALCOTT ST | UST-3638 | Other | 1 | 1984-10-09 | Permanently Closed | 3000 | Heating Oil No.2
PAWTUCKET | ST. RAPHAEL ACADEMY | 123 WALCOTT ST | UST-3638 | Other | 2 | 1984-10-09 | Permanently Closed | 1000 | Heating Oil No.2
PAWTUCKET | ST. RAPHAEL ACADEMY | 123 WALCOTT ST | UST-3638 | Other | 3 | 1984-10-09 | Permanently Closed | 2000 | Heating Oil No.2
PAWTUCKET | ST. TERESA SCHOOL | 140 WOODHAVEN RD | UST-3528 | Education Private | 1 | 1984-10-09 | Permanently Closed | 6000 | Heating Oil No.4
PAWTUCKET | STANDARD UNIFORM SERVICE | 354 PINE ST | UST-3116 | Commercials | 1 | 1985-04-01 | Permanently Closed | 4000 | Gasoline
PAWTUCKET | STANDARD UNIFORM SERVICE | 354 PINE ST | UST-3116 | Commercials | 2 | 1984-10-09 | Permanently Closed | 10000 | Heating Oil No.6
PAWTUCKET | STANDARD UNIFORM SERVICE | 354 PINE ST | UST-3116 | Commercials | 3 | 1984-10-09 | Permanently Closed | 5000 | Heating Oil No.6
PAWTUCKET | STANLEY TRUCKING CO., INC. | 1 SAN ANTONIO WAY | UST-1589 | Commercials | 1 | 1977-08-01 | Permanently Closed | 5000 | Diesel
PAWTUCKET | STANLEY TRUCKING CO., INC. | 1 SAN ANTONIO WAY | UST-1589 | Commercials | 2 | 1977-08-01 | Permanently Closed | 5000 | Heating Oil No.2
PAWTUCKET | STE LLC (FORMER ST EDWARDS CHURCH) | 61 HOPE ST | UST-5001 | Commercials | 1 | null | Permanently Closed | 6000 | Heating Oil No.2 | Single Walled
PAWTUCKET | STEINGOLD PONTIAC | 777 BROADWAY | UST-15745 | Commercials | 1 | 1984-10-09 | Permanently Closed | 1500 | Waste Oil
PAWTUCKET | STEINGOLD PONTIAC | 777 BROADWAY | UST-15745 | Commercials | 2 | 1984-10-09 | Permanently Closed | 1500 | Motor Oil
PAWTUCKET | STEINGOLD PONTIAC | 777 BROADWAY | UST-15745 | Commercials | 3 | 1984-10-09 | Permanently Closed | 550 | Motor Oil
PAWTUCKET | STEINGOLD PONTIAC | 777 BROADWAY | UST-15745 | Commercials | 4 | 1984-10-09 | Permanently Closed | 1000 | Heating Oil No.2
PAWTUCKET | STEINGOLD PONTIAC | 777 BROADWAY | UST-15745 | Commercials | 5 | 1984-10-09 | Permanently Closed | 1000 | Motor Oil
PAWTUCKET | STEINGOLD PONTIAC | 777 BROADWAY | UST-15745 | Commercials | 6 | 1984-10-09 | Permanently Closed | 1000 | Waste Oil
PAWTUCKET | STEINGOLD PONTIAC | 777 BROADWAY | UST-15745 | Commercials | 7 | 1984-10-09 | Permanently Closed | 550 | Motor Oil
PAWTUCKET | STEINGOLD VOLVO CARS | 766 & 784 BROADWAY | UST-5046 | Commercials | 1 | null | Permanently Closed | 1000 | Heating Oil No.2 | Single Walled
PAWTUCKET | STERRY STREET APARTMENTS | 25-31 STERRY ST | UST-17118 | Commercials | 1 | 1984-10-09 | Permanently Closed | 1500 | Heating Oil No.2
PAWTUCKET | STOP & SHOP FUELING FACILITY STORE #710 | 376 COTTAGE ST | UST-19244 | Gasoline Station | 1 | 2004-10-19 | In Use | 14501 | Gasoline |  | 2024-01-11
PAWTUCKET | STOP & SHOP FUELING FACILITY STORE #710 | 376 COTTAGE ST | UST-19244 | Gasoline Station | 2 | 2004-10-19 | In Use | 7036 | Gasoline |  | 2024-01-11
PAWTUCKET | STORAGE GARAGE | 32 LINTON ST | UST-16116 | Commercials | 1 | 1984-10-09 | Permanently Closed | 1000 | Gasoline
PAWTUCKET | STRETCH PRODUCTS CORP. | 392 PINE ST | UST-3598 | Commercials | 1 | 1984-10-09 | Permanently Closed | 10000 | Heating Oil No.2
PAWTUCKET | STRETCH PRODUCTS CORP. | 392 PINE ST | UST-3598 | Commercials | 2 | null | Permanently Closed | 10000 | Heating Oil No.2
PAWTUCKET | SULVN CREATIONS PROPERTY | 141 HUGHES AVE | UST-19155 | Commercials | 1 | 1984-10-09 | Permanently Closed | 1000 | Heating Oil No.2
PAWTUCKET | SUMMIT MFG. | 248 PINE ST | UST-2353 | Industrial | 1 | 1983-01-01 | In Use | 2000 | Heating Oil No.2
PAWTUCKET | SUMMIT MFG. | 248 PINE ST | UST-2353 | Industrial | 2 | 1984-10-09 | In Use | 7600 | Heating Oil No.2
PAWTUCKET | SUNOCO #0006-0533 | 1514 NEWPORT AVE | UST-262 | Gasoline Station | 1 | 1970-03-01 | Permanently Closed | 6000 | Gasoline
PAWTUCKET | SUNOCO #0006-0533 | 1514 NEWPORT AVE | UST-262 | Gasoline Station | 2 | 1986-10-01 | Abandoned | 8000 | Gasoline | Single Walled | 1999-11-01
PAWTUCKET | SUNOCO #0006-0533 | 1514 NEWPORT AVE | UST-262 | Gasoline Station | 3 | 1970-03-01 | Permanently Closed | 6000 | Gasoline
PAWTUCKET | SUNOCO #0006-0533 | 1514 NEWPORT AVE | UST-262 | Gasoline Station | 4 | 1986-10-01 | Abandoned | 8000 | Gasoline | Single Walled | 1999-11-01
PAWTUCKET | SUNOCO #0006-0533 | 1514 NEWPORT AVE | UST-262 | Gasoline Station | 5 | 1970-03-01 | Permanently Closed | 6000 | Gasoline
PAWTUCKET | SUNOCO #0006-0533 | 1514 NEWPORT AVE | UST-262 | Gasoline Station | 6 | 1986-10-01 | Abandoned | 8000 | Gasoline | Single Walled | 1999-11-01
PAWTUCKET | SUNOCO #0006-0533 | 1514 NEWPORT AVE | UST-262 | Gasoline Station | 7 | 1986-10-01 | Abandoned | 1000 | Waste Oil | Single Walled | 1986-11-01
PAWTUCKET | SUNOCO #0006-0533 | 1514 NEWPORT AVE | UST-262 | Gasoline Station | 8 | 1984-10-09 | Permanently Closed | 500 | Waste Oil
PAWTUCKET | SUNOCO #0006-0533 | 1514 NEWPORT AVE | UST-262 | Gasoline Station | 9 | 1986-10-01 | Abandoned | 1000 | Heating Oil No.2 | Single Walled
PAWTUCKET | SUNOCO #0006-0533 | 1514 NEWPORT AVE | UST-262 | Gasoline Station | 10 | 1984-10-09 | Permanently Closed | 500 | Heating Oil No.2
PAWTUCKET | SUNOCO #0006-0541 | 81 SCHOOL ST | UST-621 | Gasoline Station | 1 | 1966-10-01 | Permanently Closed | 6000 | Gasoline
PAWTUCKET | SUNOCO #0006-0541 | 81 SCHOOL ST | UST-621 | Gasoline Station | 2 | 1966-10-01 | Permanently Closed | 6000 | Gasoline
PAWTUCKET | SUNOCO #0006-0541 | 81 SCHOOL ST | UST-621 | Gasoline Station | 3 | 1966-10-01 | Permanently Closed | 6000 | Gasoline
PAWTUCKET | SUNOCO #0006-0541 | 81 SCHOOL ST | UST-621 | Gasoline Station | 4 | 1975-10-01 | Permanently Closed | 4000 | Diesel
PAWTUCKET | SUNOCO #0006-0541 | 81 SCHOOL ST | UST-621 | Gasoline Station | 5 | 1990-09-27 | In Use | 10000 | Gasoline | Double Walled | 1995-04-21
PAWTUCKET | SUNOCO #0006-0541 | 81 SCHOOL ST | UST-621 | Gasoline Station | 6 | 1990-09-27 | In Use | 10000 | Gasoline | Double Walled | 1995-04-21
PAWTUCKET | SUNOCO #0006-0541 | 81 SCHOOL ST | UST-621 | Gasoline Station | 7 | 1990-09-26 | In Use | 10000 | Gasoline | Double Walled | 1995-04-21
PAWTUCKET | SUNOCO #0006-0582 | 35 CEDAR ST | UST-620 | Gasoline Station | 1 | 1967-09-01 | Permanently Closed | 6000 | Gasoline
PAWTUCKET | SUNOCO #0006-0582 | 35 CEDAR ST | UST-620 | Gasoline Station | 2 | 1967-09-01 | Permanently Closed | 6000 | Gasoline
PAWTUCKET | SUNOCO #0006-0582 | 35 CEDAR ST | UST-620 | Gasoline Station | 3 | 1967-09-01 | Permanently Closed | 6000 | Gasoline
PAWTUCKET | SUNOCO #0006-0582 | 35 CEDAR ST | UST-620 | Gasoline Station | 4 | 1967-09-01 | Permanently Closed | 6000 | Diesel
PAWTUCKET | SUNOCO #0006-0582 | 35 CEDAR ST | UST-620 | Gasoline Station | 5 | 1967-09-01 | Permanently Closed | 550 | Waste Oil
PAWTUCKET | SUNOCO #0006-0582 | 35 CEDAR ST | UST-620 | Gasoline Station | 6 | 1989-11-01 | In Use | 1000 | Waste Oil | Double Walled
PAWTUCKET | SUNOCO #0006-0582 | 35 CEDAR ST | UST-620 | Gasoline Station | 7 | 1967-09-01 | Permanently Closed | 550 | Heating Oil No.2
PAWTUCKET | SUNOCO #0006-0582 | 35 CEDAR ST | UST-620 | Gasoline Station | 8 | 1989-11-01 | In Use | 1000 | Heating Oil No.2 | Double Walled
PAWTUCKET | SUNOCO #0006-0582 | 35 CEDAR ST | UST-620 | Gasoline Station | 9 | 1989-11-01 | In Use | 10000 | Gasoline | Double Walled
PAWTUCKET | SUNOCO #0006-0582 | 35 CEDAR ST | UST-620 | Gasoline Station | 10 | 1989-11-01 | In Use | 10000 | Gasoline | Double Walled
PAWTUCKET | SUNOCO #0006-0582 | 35 CEDAR ST | UST-620 | Gasoline Station | 11 | 1989-11-01 | In Use | 10000 | Gasoline | Double Walled
PAWTUCKET | SUNOCO #0006-0582 | 35 CEDAR ST | UST-620 | Gasoline Station | 12 | 1989-11-01 | In Use | 10000 | Diesel | Double Walled
PAWTUCKET | TARPY'S, INC. | 71 DEXTER ST | UST-1555 | Commercials | 1 | 1966-01-01 | Permanently Closed | 2000 | Gasoline
PAWTUCKET | TECHNIC, INC. | 55 MARYLAND AVE | UST-4268 | Commercials | 1 | 1984-10-09 | Permanently Closed | 5000 | Gasoline
PAWTUCKET | TECHNIC, INC. | 55 MARYLAND AVE | UST-4268 | Commercials | 2 | 1984-10-09 | Permanently Closed | 10000 | Heating Oil No.2
PAWTUCKET | TECHNIC, INC. | 55 MARYLAND AVE | UST-4268 | Commercials | 3 | 1984-10-09 | Permanently Closed | 5000 | Diesel
PAWTUCKET | TECHNIC, INC. | 55 MARYLAND AVE | UST-4268 | Commercials | 4 | 1984-10-09 | Permanently Closed | 5000 | Diesel
PAWTUCKET | TEKNICOTE INC. | 396-403 ROOSEVELT AVE | UST-2511 | Industrial | 1 | 1984-10-09 | Permanently Closed | 2000 | Heating Oil No.2
PAWTUCKET | TEKNOR APEX COMPANY | 90 MENDON AVE | UST-1236 | Industrial | 1 | 1979-05-01 | Permanently Closed | 6500 | Diesel
PAWTUCKET | TEKNOR APEX COMPANY | 90 MENDON AVE | UST-1236 | Industrial | 2 | 1979-05-01 | Permanently Closed | 3000 | Diesel
PAWTUCKET | TEKNOR APEX COMPANY | 90 MENDON AVE | UST-1236 | Industrial | 3 | 1979-05-01 | Permanently Closed | 1000 | Gasoline
PAWTUCKET | TEKNOR APEX COMPANY | 90 MENDON AVE | UST-1236 | Industrial | 4 | 1979-05-01 | Permanently Closed | 500 | Waste Oil
PAWTUCKET | TEKNOR APEX COMPANY | 90 MENDON AVE | UST-1236 | Industrial | 5 | 1956-05-01 | Permanently Closed | 15000 | Other
PAWTUCKET | TEKNOR APEX COMPANY | 90 MENDON AVE | UST-1236 | Industrial | 6 | 1956-05-01 | Permanently Closed | 15000 | Other
PAWTUCKET | TEKNOR APEX COMPANY | 90 MENDON AVE | UST-1236 | Industrial | 7 | 1956-05-01 | Permanently Closed | 15000 | Other
PAWTUCKET | TEKNOR APEX COMPANY | 90 MENDON AVE | UST-1236 | Industrial | 8 | 1956-05-01 | Permanently Closed | 15000 | Other
PAWTUCKET | TEKNOR APEX COMPANY | 90 MENDON AVE | UST-1236 | Industrial | 9 | 1956-05-01 | Permanently Closed | 15000 | Other
PAWTUCKET | TEKNOR APEX COMPANY | 90 MENDON AVE | UST-1236 | Industrial | 10 | 1956-05-01 | Permanently Closed | 15000 | Other
PAWTUCKET | TEKNOR APEX COMPANY | 90 MENDON AVE | UST-1236 | Industrial | 11 | 1956-05-01 | Permanently Closed | 15000 | Other
PAWTUCKET | TEKNOR APEX COMPANY | 90 MENDON AVE | UST-1236 | Industrial | 12 | 1956-05-01 | Permanently Closed | 12000 | Other
PAWTUCKET | TEKNOR APEX COMPANY | 90 MENDON AVE | UST-1236 | Industrial | 13 | 1956-05-01 | Permanently Closed | 12000 | Other
PAWTUCKET | TEKNOR APEX COMPANY | 90 MENDON AVE | UST-1236 | Industrial | 14 | 1956-05-01 | Permanently Closed | 10000 | Other
PAWTUCKET | TEKNOR APEX COMPANY | 90 MENDON AVE | UST-1236 | Industrial | 15 | 1956-05-01 | Permanently Closed | 30000 | Other
PAWTUCKET | TEKNOR APEX COMPANY | 90 MENDON AVE | UST-1236 | Industrial | 16 | 1956-05-01 | Permanently Closed | 30000 | Other
PAWTUCKET | TEKNOR APEX COMPANY | 90 MENDON AVE | UST-1236 | Industrial | 17 | 1956-05-01 | Permanently Closed | 10000 | Other
PAWTUCKET | TEKNOR APEX COMPANY | 90 MENDON AVE | UST-1236 | Industrial | 18 | 1956-05-01 | Permanently Closed | 10000 | Other
PAWTUCKET | TEKNOR APEX COMPANY | 90 MENDON AVE | UST-1236 | Industrial | 19 | 1984-10-09 | Permanently Closed | 10000 | Hazardous Substance
PAWTUCKET | TEKNOR APEX COMPANY | 90 MENDON AVE | UST-1236 | Industrial | 20 | 1984-10-09 | Permanently Closed | 10000 | Heating Oil No.4
PAWTUCKET | TEKNOR APEX COMPANY | 505 CENTRAL AVE | UST-1237 | Industrial | 1 | 1970-05-01 | Permanently Closed | 4000 | Other
PAWTUCKET | TEKNOR APEX COMPANY | 505 CENTRAL AVE | UST-1237 | Industrial | 2 | 1970-05-01 | Permanently Closed | 1800 | Other
PAWTUCKET | TEKNOR APEX COMPANY | 505 CENTRAL AVE | UST-1237 | Industrial | 3 | 1970-05-01 | Permanently Closed | 9500 | Other
PAWTUCKET | TEKNOR APEX COMPANY | 505 CENTRAL AVE | UST-1237 | Industrial | 4 | 1970-05-01 | Permanently Closed | 9500 | Other
PAWTUCKET | TEKNOR APEX COMPANY | 505 CENTRAL AVE | UST-1237 | Industrial | 5 | 1970-05-01 | Permanently Closed | 9500 | Other
PAWTUCKET | TEKNOR APEX COMPANY | 505 CENTRAL AVE | UST-1237 | Industrial | 6 | 1970-05-01 | Permanently Closed | 9500 | Other
PAWTUCKET | TEKNOR APEX COMPANY | 505 CENTRAL AVE | UST-1237 | Industrial | 7 | 1970-05-01 | Permanently Closed | 9500 | Other
PAWTUCKET | TEKNOR APEX COMPANY | 505 CENTRAL AVE | UST-1237 | Industrial | 8 | 1970-05-01 | Permanently Closed | 4500 | Other
PAWTUCKET | TEKNOR APEX COMPANY | 505 CENTRAL AVE | UST-1237 | Industrial | 9 | 1970-05-01 | Permanently Closed | 4500 | Other
PAWTUCKET | TEKNOR APEX COMPANY | 505 CENTRAL AVE | UST-1237 | Industrial | 10 | 1970-05-01 | Permanently Closed | 3000 | Heating Oil No.6
PAWTUCKET | TEKNOR APEX COMPANY | 505 CENTRAL AVE | UST-1237 | Industrial | 11 | 1970-05-01 | Permanently Closed | 10000 | Heating Oil No.6
PAWTUCKET | TEKNOR APEX COMPANY | 505 CENTRAL AVE | UST-1237 | Industrial | 12 | 1970-05-01 | Permanently Closed | 4000 | Other
PAWTUCKET | TEKNOR APEX COMPANY | 505 CENTRAL AVE | UST-1237 | Industrial | 13 | 1970-05-01 | Permanently Closed | 5000 | Hazardous Substance
PAWTUCKET | TEKNOR APEX COMPANY | 505 CENTRAL AVE | UST-1237 | Industrial | 14 | 1970-05-01 | Permanently Closed | 10000 | Heating Oil No.4
PAWTUCKET | TEKNOR APEX COMPANY | 505 CENTRAL AVE | UST-1237 | Industrial | 15 | 1984-10-09 | Permanently Closed | 4000 | Heating Oil No.4
PAWTUCKET | TENEMENT PROPERTY | 33 DENVER ST | UST-4770 | Multiple Residence | 1 | 1984-10-09 | Permanently Closed | 2000 | Heating Oil No.2
PAWTUCKET | TEXACO | FOUNTAIN & EAST ST | UST-1461 | Gasoline Station | 1 | 1984-10-09 | Permanently Closed | 4000 | Gasoline
PAWTUCKET | TEXACO | FOUNTAIN & EAST ST | UST-1461 | Gasoline Station | 2 | 1984-10-09 | Permanently Closed | 4000 | Gasoline
PAWTUCKET | TEXACO | FOUNTAIN & EAST ST | UST-1461 | Gasoline Station | 3 | 1984-10-09 | Permanently Closed | 4000 | Diesel
PAWTUCKET | TEXACO | FOUNTAIN & EAST ST | UST-1461 | Gasoline Station | 4 | 1984-10-09 | Permanently Closed | 8000 | Gasoline
PAWTUCKET | TEXACO | FOUNTAIN & EAST ST | UST-1461 | Gasoline Station | 5 | 1984-10-09 | Permanently Closed | 1000 | Heating Oil No.2
PAWTUCKET | TEXACO | FOUNTAIN & EAST ST | UST-1461 | Gasoline Station | 6 | 1984-10-09 | Permanently Closed | 550 | Waste Oil
PAWTUCKET | TEXTILE MFG. (FORMERLY) | 555 PROSPECT ST | UST-18103 | Industrial | 1 | 1984-10-09 | Permanently Closed | 10000 | Heating Oil No.4
PAWTUCKET | THE ARC OF BLACKSTONE VALLEY | 115 MANTON ST | UST-4340 | Commercials | 1 | 1984-10-09 | Permanently Closed | 6000 | Heating Oil No.2
PAWTUCKET | THE CAR STORE, INC. | 1 COLFAX ST | UST-18366 | Commercials | 1 | 1984-10-09 | Permanently Closed | 3000 | Heating Oil No.2
PAWTUCKET | THE LOFTS | 125 GOFF AVE | UST-10 | Commercials | 1 | 1946-11-01 | Permanently Closed | 17000 | Heating Oil No.6
PAWTUCKET | THE LOFTS | 125 GOFF AVE | UST-10 | Commercials | 2 | 1946-11-01 | Permanently Closed | 17000 | Heating Oil No.6
PAWTUCKET | THE LOFTS | 125 GOFF AVE | UST-10 | Commercials | 3 | 1984-10-09 | Permanently Closed | 20000 | Heating Oil No.4 | Single Walled
PAWTUCKET | THE WHITNEY GROUP PROPERTY | 499 SMITHFIELD AVE | UST-4011 | Commercials | 1 | 1984-10-09 | Permanently Closed | 1000 | Heating Oil No.2
PAWTUCKET | THOMAS KERON APARTMENT BUILDING | 418 PAWTUCKET AVE | UST-4015 | Commercials | 1 | 1984-10-09 | Permanently Closed | 3000 | Heating Oil No.4
PAWTUCKET | THORNLEY-DEGRASSE RIGGING CO. | 170 DUNNELL AVE | UST-19091 | Commercials | 1 | 1984-10-09 | Permanently Closed | 2000 | Gasoline
PAWTUCKET | TIKI'S AUTO | 772 MAIN ST | UST-17426 | Commercials | 1 | 1984-10-09 | Permanently Closed | 2000 | Gasoline
PAWTUCKET | TIKI'S AUTO | 772 MAIN ST | UST-17426 | Commercials | 2 | 1984-10-09 | Permanently Closed | 2000 | Gasoline
PAWTUCKET | TIKI'S AUTO | 772 MAIN ST | UST-17426 | Commercials | 3 | 1984-10-09 | Permanently Closed | 4000 | Waste Oil
PAWTUCKET | TIKI'S AUTO | 772 MAIN ST | UST-17426 | Commercials | 4 | 1984-10-09 | Permanently Closed | 500 | Waste Oil
PAWTUCKET | TOMASSO AUTO CENTER | 729 EAST AVE | UST-711 | Commercials | 1 | 1984-10-09 | Permanently Closed | 375 | Heating Oil No.2
PAWTUCKET | TOMASSO AUTO CENTER | 729 EAST AVE | UST-711 | Commercials | 2 | 1984-10-09 | Permanently Closed | 250 | Waste Oil
PAWTUCKET | TONY & SONS | 551 CENTRAL AVE | UST-1963 | Gasoline Station | 1 | 1965-05-01 | Permanently Closed | 4000 | Gasoline
PAWTUCKET | TONY & SONS | 551 CENTRAL AVE | UST-1963 | Gasoline Station | 2 | 1965-05-01 | Permanently Closed | 8000 | Gasoline
PAWTUCKET | TONY & SONS | 551 CENTRAL AVE | UST-1963 | Gasoline Station | 3 | 1965-05-01 | Permanently Closed | 2000 | Gasoline
PAWTUCKET | TONY & SONS | 551 CENTRAL AVE | UST-1963 | Gasoline Station | 4 | 1987-11-01 | Permanently Closed | 6000 | Gasoline
PAWTUCKET | TONY & SONS | 551 CENTRAL AVE | UST-1963 | Gasoline Station | 5 | 1965-05-01 | Permanently Closed | 1000 | Gasoline
PAWTUCKET | TONY & SONS | 551 CENTRAL AVE | UST-1963 | Gasoline Station | 6 | 1987-11-01 | Permanently Closed | 4000 | Diesel
PAWTUCKET | TONY & SONS | 551 CENTRAL AVE | UST-1963 | Gasoline Station | 7 | 1965-05-01 | Permanently Closed | 1000 | Gasoline
PAWTUCKET | TONY & SONS | 551 CENTRAL AVE | UST-1963 | Gasoline Station | 8 | 1971-05-01 | Permanently Closed | 4000 | Gasoline
PAWTUCKET | TONY & SONS | 551 CENTRAL AVE | UST-1963 | Gasoline Station | 9 | 1981-06-06 | Permanently Closed | 500 | Waste Oil
PAWTUCKET | TONY RICCIGRELLI | 155 COLUMBUS AVE | UST-16863 | Other | 1 | 1984-10-09 | Permanently Closed | 300 | Gasoline
PAWTUCKET | TONY RICCIGRELLI | 155 COLUMBUS AVE | UST-16863 | Other | 2 | 1984-10-09 | Permanently Closed | 275 | Heating Oil No.2
PAWTUCKET | TRACEY GEAR, INC. | 740 YORK AVE | UST-16575 | Other | 1 | 1984-10-09 | Permanently Closed | 2000 | Heating Oil No.2
PAWTUCKET | TRACEY GEAR, INC. | 511 YORK AVE | UST-16576 | Commercials | 1 | 1984-10-09 | Permanently Closed | 275 | Heating Oil No.2
PAWTUCKET | TRACHTENBERG COMMERCIAL PROPERTY | 111 INDIA ST | UST-3970 | Commercials | 1 | 1984-10-09 | Permanently Closed | 1000 | Heating Oil No.2
PAWTUCKET | TRUCHAN LLC | 80 CONANT ST | UST-4540 | Commercials | 1 | 1984-10-09 | Abandoned | 2000 | Heating Oil No.2
PAWTUCKET | TRUCK TERMINAL | 215 ARMISTICE BLVD | UST-2169 | Commercials | 1 | 1984-10-09 | Permanently Closed | 1000 | Heating Oil No.2
PAWTUCKET | TRUCK TERMINAL | 215 ARMISTICE BLVD | UST-2169 | Commercials | 2 | 1984-10-09 | Permanently Closed | 4000 | Gasoline
PAWTUCKET | TRUCK TERMINAL | 215 ARMISTICE BLVD | UST-2169 | Commercials | 3 | 1984-10-09 | Permanently Closed | 4000 | Diesel
PAWTUCKET | TRUCK TERMINAL | 215 ARMISTICE BLVD | UST-2169 | Commercials | 4 | 1984-10-09 | Permanently Closed | 4000 | Diesel
PAWTUCKET | TRUEX, INC. | 300 ARMISTICE BLVD | UST-3428 | Commercials | 1 | 1984-10-09 | Permanently Closed | 5000 | Heating Oil No.4
PAWTUCKET | TRUEX, INC. | 300 ARMISTICE BLVD | UST-3428 | Commercials | 2 | 1984-10-09 | Permanently Closed | 5000 | Other
PAWTUCKET | U SAVE GAS INC. | 469 BENEFIT ST | UST-1637 | Gasoline Station | 1 | 1973-07-01 | Permanently Closed | 6000 | Diesel
PAWTUCKET | U SAVE GAS INC. | 469 BENEFIT ST | UST-1637 | Gasoline Station | 2 | 1973-07-01 | Permanently Closed | 6000 | Gasoline
PAWTUCKET | U SAVE GAS INC. | 469 BENEFIT ST | UST-1637 | Gasoline Station | 3 | 1973-07-01 | Permanently Closed | 6000 | Kerosene
PAWTUCKET | U SAVE GAS INC. | 469 BENEFIT ST | UST-1637 | Gasoline Station | 4 | 1980-07-01 | Permanently Closed | 10000 | Gasoline
PAWTUCKET | U SAVE GAS INC. | 469 BENEFIT ST | UST-1637 | Gasoline Station | 5 | 1980-07-01 | Permanently Closed | 10000 | Gasoline
PAWTUCKET | U SAVE GAS INC. | 469 BENEFIT ST | UST-1637 | Gasoline Station | 6 | 1960-07-01 | Permanently Closed | 550 | Kerosene
PAWTUCKET | U SAVE GAS INC. | 469 BENEFIT ST | UST-1637 | Gasoline Station | 7 | 1960-07-01 | Permanently Closed | 550 | Waste Oil
PAWTUCKET | U SAVE GAS INC. | 469 BENEFIT ST | UST-1637 | Gasoline Station | 8 | 1960-07-01 | Permanently Closed | 550 | Heating Oil No.2
PAWTUCKET | U SAVE GAS INC. | 469 BENEFIT ST | UST-1637 | Gasoline Station | 9 | 1999-01-07 | In Use | 6000 | Gasoline | Double Walled | 2019-06-26
PAWTUCKET | U SAVE GAS INC. | 469 BENEFIT ST | UST-1637 | Gasoline Station | 10 | 1999-01-07 | In Use | 4000 | Gasoline | Double Walled | 2019-06-26
PAWTUCKET | U SAVE GAS INC. | 469 BENEFIT ST | UST-1637 | Gasoline Station | 11 | 1999-01-07 | In Use | 5000 | Gasoline | Double Walled | 2019-06-26
PAWTUCKET | U SAVE GAS INC. | 469 BENEFIT ST | UST-1637 | Gasoline Station | 12 | 1999-01-07 | In Use | 2500 | Diesel | Double Walled | 2019-06-26
PAWTUCKET | U SAVE GAS INC. | 469 BENEFIT ST | UST-1637 | Gasoline Station | 13 | 1999-01-07 | In Use | 2500 | Kerosene | Double Walled | 2019-06-26
PAWTUCKET | U-HAUL | 2 LONSDALE AVE | UST-1614 | Industrial | 1 | 1984-10-09 | Permanently Closed | 5000 | Heating Oil No.2
PAWTUCKET | UNITED PAPER STOCK CO., INC. | 33 INDIA ST | UST-3031 | Commercials | 1 | 1969-05-01 | Permanently Closed | 4000 | Diesel
PAWTUCKET | UNITED PAPER STOCK CO., INC. | 33 INDIA ST | UST-3031 | Commercials | 2 | 1969-05-01 | Permanently Closed | 4000 | Diesel
PAWTUCKET | UNITED PAPER STOCK CO., INC. | 33 INDIA ST | UST-3031 | Commercials | 3 | 1969-05-01 | Permanently Closed | 4000 | Gasoline
PAWTUCKET | UNITED PAPER STOCK CO., INC. | 33 INDIA ST | UST-3031 | Commercials | 4 | 1969-05-01 | Permanently Closed | 4000 | Gasoline
PAWTUCKET | V.J. MCALOON | 213 GARDEN (REAR) ST | UST-3988 | Commercials | 1 | 1984-10-09 | Permanently Closed | 1000 | Gasoline
PAWTUCKET | VACANT BLDG AT 504 CENTRAL AVE | 504 CENTRAL AVE | UST-5018 | Commercials | 1 | null | Permanently Closed | 1000 | Unknown | Single Walled
PAWTUCKET | VACANT BLDG AT 504 CENTRAL AVE | 504 CENTRAL AVE | UST-5018 | Commercials | 2 | null | Permanently Closed | 1000 | Unknown | Single Walled
PAWTUCKET | VACANT BLDG AT 504 CENTRAL AVE | 504 CENTRAL AVE | UST-5018 | Commercials | 3 | null | Permanently Closed | 1000 | Unknown | Single Walled
PAWTUCKET | VACANT BLDG AT 504 CENTRAL AVE | 504 CENTRAL AVE | UST-5018 | Commercials | 4 | null | Permanently Closed | 1000 | Heating Oil No.2 | Single Walled
PAWTUCKET | VACANT BLDG. | 271 NEWPORT AVE | UST-18907 | Commercials | 1 | 1984-10-09 | Permanently Closed | 275 | Unknown
PAWTUCKET | VACANT BLDG. | 271 NEWPORT AVE | UST-18907 | Commercials | 2 | 1984-10-09 | Permanently Closed | 275 | Unknown
PAWTUCKET | VALLEY GAS COMPANY | TIDEWATER ST | UST-17141 | Commercials | 1 | 1984-10-09 | Permanently Closed | 1000 | Waste Oil
PAWTUCKET | VERIZON NEW ENGLAND, INC. #337206 | 85 HIGH ST | UST-1204 | Commercials | 1 | 1992-12-01 | In Use | 4000 | Diesel | Double Walled | 2016-04-11
PAWTUCKET | VERIZON NEW ENGLAND, INC. #337206 | 85 HIGH ST | UST-1204 | Commercials | 2 | 1984-10-09 | Permanently Closed | 5000 | Kerosene
PAWTUCKET | VERIZON NEW ENGLAND, INC. #337206 | 85 HIGH ST | UST-1204 | Commercials | 3 | 1984-10-09 | Permanently Closed | 500 | Heating Oil No.2
PAWTUCKET | VERIZON NEW ENGLAND, INC. #337206 | 85 HIGH ST | UST-1204 | Commercials | 4 | 1984-10-09 | Permanently Closed | 10000 | Heating Oil No.2
PAWTUCKET | VINYL PACKAGING INC. | 21 SABIN ST | UST-3531 | Industrial | 1 | 1984-10-09 | Permanently Closed | 5000 | Heating Oil No.6
PAWTUCKET | VINYL PACKAGING INC. | 21 SABIN ST | UST-3531 | Industrial | 2 | 1984-10-09 | Permanently Closed | 5000 | Other
PAWTUCKET | VITALI PROPERTY | 216 MAIN ST | UST-19046 | Commercials | 1 | 1984-10-09 | Permanently Closed | 500 | Heating Oil No.2
PAWTUCKET | VITRUS, INC. | 881 MAIN ST | UST-3533 | Industrial | 1 | 1962-02-01 | Permanently Closed | 10000 | Heating Oil No.4
PAWTUCKET | VITRUS, INC. | 881 MAIN ST | UST-3533 | Industrial | 2 | 1962-02-01 | Permanently Closed | 10000 | Heating Oil No.4
PAWTUCKET | W.T. WILSON, INC. | 185 YORK AVE | UST-19127 | Commercials | 1 | 1984-10-09 | Permanently Closed | 500 | Heating Oil No.2
PAWTUCKET | W.T. WILSON, INC. | 185 YORK AVE | UST-19127 | Commercials | 2 | 1984-10-09 | Permanently Closed | 1000 | Heating Oil No.2
PAWTUCKET | W.T. WILSON, INC. | 185 YORK AVE | UST-19127 | Commercials | 3 | 1984-10-09 | Permanently Closed | 1000 | Gasoline
PAWTUCKET | WARREN TIRE | 420 BROADWAY | UST-4913 | Commercials | 1 | null | Permanently Closed | 2000 | Gasoline
PAWTUCKET | WARREN TIRE | 420 BROADWAY | UST-4913 | Commercials | 2 | null | Permanently Closed | 2000 | Gasoline
PAWTUCKET | WARREN TIRE | 420 BROADWAY | UST-4913 | Commercials | 3 | null | Permanently Closed | 2000 | Gasoline
PAWTUCKET | WARREN TIRE | 420 BROADWAY | UST-4913 | Commercials | 4 | null | Abandoned | 1500 | Waste Oil
PAWTUCKET | WEEDEN MANOR | 11 WALNUT ST | UST-4375 | Commercials | 1 | 1984-10-09 | Permanently Closed | 4000 | Heating Oil No.2
PAWTUCKET | WHOLESALE MUFFLER | 510 MAIN ST | UST-543 | Gasoline Station | 1 | 1955-04-01 | Permanently Closed | 1500 | Gasoline
PAWTUCKET | WHOLESALE MUFFLER | 510 MAIN ST | UST-543 | Gasoline Station | 2 | 1955-04-01 | Permanently Closed | 1500 | Gasoline
PAWTUCKET | WHOLESALE MUFFLER | 510 MAIN ST | UST-543 | Gasoline Station | 3 | 1955-04-01 | Permanently Closed | 3000 | Gasoline
PAWTUCKET | WHOLESALE MUFFLER | 510 MAIN ST | UST-543 | Gasoline Station | 4 | 1946-10-01 | Permanently Closed | 500 | Waste Oil
PAWTUCKET | WHOLESALE MUFFLER | 510 MAIN ST | UST-543 | Gasoline Station | 5 | 1962-01-01 | Permanently Closed | 500 | Heating Oil No.2
PAWTUCKET | WILFRID MANOR | 466 HUNT ST | UST-16555 | Commercials | 1 | 1984-10-09 | Permanently Closed | 15000 | Heating Oil No.6
PAWTUCKET | WILLIAM E. TOLMAN SR. HIGH SCHOOL | 150 EXCHANGE ST | UST-1425 | Education - Town | 1 | 1984-10-09 | Permanently Closed | 10000 | Heating Oil No.2
PAWTUCKET | WILLIAM SLATTERY | 16 SLATER PARK AVE | UST-16877 | Commercials | 1 | 1984-10-09 | Permanently Closed | 500 | Heating Oil No.2
PAWTUCKET | WILLIAM SLATTERY | 16 SLATER PARK AVE | UST-16877 | Commercials | 2 | 1984-10-09 | Permanently Closed | 4000 | Diesel
PAWTUCKET | WOODHAVEN APARTMENTS | 385 WOODHAVEN RD | UST-3396 | Commercials | 1 | 1984-10-09 | Permanently Closed | 1000 | Heating Oil No.2
PAWTUCKET | WOODHAVEN APARTMENTS | 550 BEVERAGE HILL AVE | UST-3397 | Commercials | 1 | 1984-10-09 | Permanently Closed | 1000 | Heating Oil No.2
PAWTUCKET | WOODLAWN LAUNDRY & CLEANSERS | 479 WEST AVE | UST-1946 | Commercials | 1 | 1984-10-09 | Permanently Closed | 1500 | Heating Oil No.2
PAWTUCKET | WOODLAWN LAUNDRY & CLEANSERS | 197 GLENWOOD AVE | UST-2203 | Commercials | 1 | 1958-12-01 | Permanently Closed | 10000 | Heating Oil No.6
PAWTUCKET | WOODLAWN LAUNDRY & CLEANSERS | 197 GLENWOOD AVE | UST-2203 | Commercials | 2 | 1984-10-09 | Permanently Closed | 2800 | Heating Oil No.2
PAWTUCKET | WOODLAWN LAUNDRY & CLEANSERS | 197 GLENWOOD AVE | UST-2203 | Commercials | 3 | 1984-10-09 | Permanently Closed | 500 | Heating Oil No.2
PAWTUCKET | WOODLAWN LAUNDRY & CLEANSERS | 197 GLENWOOD AVE | UST-2203 | Commercials | 4 | 1984-10-09 | Permanently Closed | 270 | Unknown
PAWTUCKET | WOODLAWN SUNOCO | 75 MINERAL SPRING AVE | UST-3032 | Gasoline Station | 1 | 1970-04-01 | Permanently Closed | 4000 | Gasoline
PAWTUCKET | WOODLAWN SUNOCO | 75 MINERAL SPRING AVE | UST-3032 | Gasoline Station | 2 | 1970-04-01 | Permanently Closed | 4000 | Gasoline
PAWTUCKET | WOODLAWN SUNOCO | 75 MINERAL SPRING AVE | UST-3032 | Gasoline Station | 3 | 1970-04-01 | Permanently Closed | 4000 | Gasoline
PAWTUCKET | WOODLAWN SUNOCO | 75 MINERAL SPRING AVE | UST-3032 | Gasoline Station | 4 | 1970-04-01 | Permanently Closed | 500 | Waste Oil
PAWTUCKET | WOODLAWN SUNOCO | 75 MINERAL SPRING AVE | UST-3032 | Gasoline Station | 5 | 1970-04-01 | Permanently Closed | 500 | Heating Oil No.2
PAWTUCKET | YMCA | 20 SUMMER ST | UST-16935 | Other | 1 | 1984-10-09 | Permanently Closed | 3500 | Heating Oil No.4
PAWTUCKET | YMCA | 20 SUMMER ST | UST-16935 | Other | 2 | 1984-10-09 | Permanently Closed | 5000 | Heating Oil No.4
PAWTUCKET | YORK APARTMENTS | 530 YORK AVE | UST-19114 | Multiple Residence | 1 | 1984-10-09 | Permanently Closed | 500 | Heating Oil No.2
PAWTUCKET | YOUNG STREET ASSOCIATES | 10-16 YOUNG ST | UST-18559 | Other | 1 | 1984-10-09 | Permanently Closed | 1000 | Heating Oil No.2
PORTSMOUTH | 1980 EAST MAIN ROAD | 1980 EAST MAIN RD | UST-19017 | Commercials | 1 | 2003-12-11 | In Use | 1000 | Mixture | Double Walled
PORTSMOUTH | 2550 AND 2560 EAST MAIN ROAD (THOMAS MITCHELL) | 2550 EAST MAIN RD | UST-4910 | Commercials | 1 | null | Permanently Closed | 2000 | Waste Oil
PORTSMOUTH | 2560 EAST MAIN ROAD | 2560 EAST MAIN RD | UST-4912 | Commercials | 1 | null | Permanently Closed | 1000 | Unknown
PORTSMOUTH | 2560 EAST MAIN ROAD | 2560 EAST MAIN RD | UST-4912 | Commercials | 2 | null | Permanently Closed | 1500 | Unknown
PORTSMOUTH | ADMINISTRATION BUILDING | 29 MIDDLE RD | UST-1756 | Education - Town | 1 | 1960-04-01 | Permanently Closed | 400 | Heating Oil No.2
PORTSMOUTH | ADMINISTRATION BUILDING | 29 MIDDLE RD | UST-1756 | Education - Town | 2 | 1984-10-09 | Permanently Closed | 4000 | Diesel
PORTSMOUTH | ALBIN MANUFACTURING, INC. | 226 WEST SHORE RD | UST-127 | Commercials | 1 | 1964-03-01 | Permanently Closed | 6280 | Hazardous Substance
PORTSMOUTH | ALBIN MANUFACTURING, INC. | 226 WEST SHORE RD | UST-127 | Commercials | 2 | 1964-03-01 | Permanently Closed | 15000 | Heating Oil No.6
PORTSMOUTH | ALBIN MANUFACTURING, INC. | 226 WEST SHORE RD | UST-127 | Commercials | 3 | 2001-09-22 | Permanently Closed | 15000 | Heating Oil No.6 | Double Walled
PORTSMOUTH | ALMY HOUSE ANTIQUES | 954 EAST MAIN RD | UST-16605 | Commercials | 1 | 1984-10-09 | Permanently Closed | 1000 | Gasoline
PORTSMOUTH | ALMY HOUSE ANTIQUES | 954 EAST MAIN RD | UST-16605 | Commercials | 2 | 1984-10-09 | Permanently Closed | 1000 | Gasoline
PORTSMOUTH | ALMY HOUSE ANTIQUES | 954 EAST MAIN RD | UST-16605 | Commercials | 3 | 1984-10-09 | Permanently Closed | 1000 | Gasoline
PORTSMOUTH | ALMY HOUSE ANTIQUES | 954 EAST MAIN RD | UST-16605 | Commercials | 4 | 1984-10-09 | Permanently Closed | 1000 | Gasoline
PORTSMOUTH | ANIBAL MASSA | 42 HOLMAN ST | UST-2434 | Private Residence | 1 | 1984-10-09 | Permanently Closed | 9999999 | Heating Oil No.2
PORTSMOUTH | ANTHONY HOUSE | 51 MIDDLE RD | UST-3358 | Commercials | 1 | 1981-07-01 | Permanently Closed | 500 | Diesel
PORTSMOUTH | BANK OF NEWPORT | 2628 EAST MAIN RD | UST-2316 | Commercials | 1 | 1966-06-01 | Permanently Closed | 1500 | Heating Oil No.2
PORTSMOUTH | BAYVIEW ESTATES | 2121 WEST MAIN RD | UST-3239 | Commercials | 1 | 1984-10-09 | Permanently Closed | 4000 | Heating Oil No.2
PORTSMOUTH | BAYVIEW ESTATES | 2121 WEST MAIN RD | UST-3239 | Commercials | 2 | 1984-10-09 | Permanently Closed | 4000 | Heating Oil No.2
PORTSMOUTH | BLACK POINT FARM | INDIAN AVE | UST-16259 | Farm | 1 | 1984-10-09 | Permanently Closed | 500 | Heating Oil No.2
PORTSMOUTH | BREWER SAKONNET MARINA | 222 NARRAGANSETT BLVD | UST-731 | Commercials | 1 | 1978-04-01 | Permanently Closed | 4000 | Gasoline
PORTSMOUTH | BREWER SAKONNET MARINA | 222 NARRAGANSETT BLVD | UST-731 | Commercials | 2 | 1989-08-10 | Permanently Closed | 2000 | Gasoline | Double Walled | 1989-08-01
PORTSMOUTH | BREWER SAKONNET MARINA | 222 NARRAGANSETT BLVD | UST-731 | Commercials | 3 | 1978-04-01 | Permanently Closed | 4000 | Gasoline
PORTSMOUTH | BREWER SAKONNET MARINA | 222 NARRAGANSETT BLVD | UST-731 | Commercials | 4 | 1989-08-01 | Permanently Closed | 2000 | Diesel | Double Walled | 1989-08-10
PORTSMOUTH | BREWER SAKONNET MARINA | 222 NARRAGANSETT BLVD | UST-731 | Commercials | 5 | 1978-04-01 | Permanently Closed | 3000 | Diesel
PORTSMOUTH | BROOKS PHARMACY & FLORAL FANTASIES | 3034/3044 EAST MAIN RD | UST-2641 | Commercials | 1 | 1956-09-01 | Tank Not Found | 1000 | Heating Oil No.2
PORTSMOUTH | BROOKS PHARMACY & FLORAL FANTASIES | 3034/3044 EAST MAIN RD | UST-2641 | Commercials | 2 | 1962-09-01 | Permanently Closed | 1000 | Heating Oil No.2
PORTSMOUTH | CLEMENTS MARKETPLACE, INC. | 2537 EAST MAIN RD | UST-18586 | Commercials | 1 | 1984-10-09 | Permanently Closed | 1000 | Heating Oil No.2
PORTSMOUTH | COLBEA ENTERPRISES, LLC | 2525 EAST MAIN RD | UST-809 | Gasoline Station | 1 | 1984-02-01 | Permanently Closed | 10000 | Gasoline | Single Walled
PORTSMOUTH | COLBEA ENTERPRISES, LLC | 2525 EAST MAIN RD | UST-809 | Gasoline Station | 2 | 1984-04-01 | Permanently Closed | 10000 | Gasoline | Single Walled
PORTSMOUTH | COLBEA ENTERPRISES, LLC | 2525 EAST MAIN RD | UST-809 | Gasoline Station | 3 | 1984-04-01 | Permanently Closed | 10000 | Gasoline | Single Walled
PORTSMOUTH | COLBEA ENTERPRISES, LLC | 2525 EAST MAIN RD | UST-809 | Gasoline Station | 4 | 1984-02-01 | Permanently Closed | 550 | Waste Oil
PORTSMOUTH | COLBEA ENTERPRISES, LLC | 2525 EAST MAIN RD | UST-809 | Gasoline Station | 5 | 1960-02-01 | Permanently Closed | 500 | Heating Oil No.2
PORTSMOUTH | COLBEA ENTERPRISES, LLC | 2525 EAST MAIN RD | UST-809 | Gasoline Station | 6 | 1984-10-09 | Permanently Closed | 500 | Heating Oil No.2
PORTSMOUTH | COMMERCIAL PROPERTY (VACANT) | 2580 EAST MAIN RD | UST-18521 | Commercials | 1 | 1984-10-09 | Permanently Closed | 4000 | Gasoline
PORTSMOUTH | COMMERCIAL PROPERTY (VACANT) | 2580 EAST MAIN RD | UST-18521 | Commercials | 2 | 1984-10-09 | Permanently Closed | 3000 | Diesel
PORTSMOUTH | COMMERCIAL PROPERTY (VACANT) | 2580 EAST MAIN RD | UST-18521 | Commercials | 3 | 1984-10-09 | Permanently Closed | 3000 | Diesel
PORTSMOUTH | COMMERCIAL PROPERTY (VACANT) | 2580 EAST MAIN RD | UST-18521 | Commercials | 4 | 1984-10-09 | Permanently Closed | 4000 | Gasoline
PORTSMOUTH | COMMERCIAL PROPERTY (VACANT) | 2580 EAST MAIN RD | UST-18521 | Commercials | 5 | 1984-10-09 | Permanently Closed | 750 | Heating Oil No.2
PORTSMOUTH | CUMBERLAND FARMS, INC. #3818 | 1812 EAST MAIN RD | UST-751 | Gasoline Station | 1 | 1975-04-01 | Permanently Closed | 4000 | Gasoline
PORTSMOUTH | CUMBERLAND FARMS, INC. #3818 | 1812 EAST MAIN RD | UST-751 | Gasoline Station | 2 | 1987-04-01 | Permanently Closed | 4000 | Gasoline | Single Walled
PORTSMOUTH | CUMBERLAND FARMS, INC. #3818 | 1812 EAST MAIN RD | UST-751 | Gasoline Station | 3 | 1975-04-01 | Permanently Closed | 4000 | Gasoline
PORTSMOUTH | CUMBERLAND FARMS, INC. #3818 | 1812 EAST MAIN RD | UST-751 | Gasoline Station | 4 | 1987-04-01 | Permanently Closed | 4000 | Gasoline | Single Walled
PORTSMOUTH | CUMBERLAND FARMS, INC. #3818 | 1812 EAST MAIN RD | UST-751 | Gasoline Station | 5 | 1975-04-01 | Permanently Closed | 4000 | Gasoline
PORTSMOUTH | CUMBERLAND FARMS, INC. #3818 | 1812 EAST MAIN RD | UST-751 | Gasoline Station | 6 | 1987-04-01 | Permanently Closed | 4000 | Gasoline | Single Walled
PORTSMOUTH | CUMBERLAND FARMS, INC. #3818 | 1812 EAST MAIN RD | UST-751 | Gasoline Station | 7 | 1975-04-01 | Permanently Closed | 4000 | Gasoline
PORTSMOUTH | CUMBERLAND FARMS, INC. #3818 | 1812 EAST MAIN RD | UST-751 | Gasoline Station | 8 | 1987-04-01 | Permanently Closed | 4000 | Gasoline | Single Walled
PORTSMOUTH | CUMBERLAND FARMS, INC. #3818 | 1812 EAST MAIN RD | UST-751 | Gasoline Station | 9 | 1975-04-01 | Permanently Closed | 4000 | Gasoline
PORTSMOUTH | CUMBERLAND FARMS, INC. #3818 | 1812 EAST MAIN RD | UST-751 | Gasoline Station | 10 | 1987-04-01 | Permanently Closed | 4000 | Gasoline | Single Walled
PORTSMOUTH | CUMBERLAND FARMS, INC. #3818 | 1812 EAST MAIN RD | UST-751 | Gasoline Station | 11 | 1975-04-01 | Permanently Closed | 4000 | Gasoline
PORTSMOUTH | CUMBERLAND FARMS, INC. #3818 | 1812 EAST MAIN RD | UST-751 | Gasoline Station | 12 | 1987-04-01 | Permanently Closed | 4000 | Gasoline | Single Walled
PORTSMOUTH | CUMBERLAND FARMS, INC. #3818 | 1812 EAST MAIN RD | UST-751 | Gasoline Station | 13 | 2003-05-14 | Permanently Closed | 8000 | Gasoline | Double Walled
PORTSMOUTH | CUMBERLAND FARMS, INC. #3818 | 1812 EAST MAIN RD | UST-751 | Gasoline Station | 14 | 2003-05-14 | Permanently Closed | 8000 | Gasoline | Double Walled
PORTSMOUTH | CUMBERLAND FARMS, INC. #3818 | 1812 EAST MAIN RD | UST-751 | Gasoline Station | 15 | 2003-05-14 | Permanently Closed | 8000 | Gasoline | Double Walled
PORTSMOUTH | CUMBERLAND FARMS, INC. #3818 | 1812 EAST MAIN RD | UST-751 | Gasoline Station | 16 | 2018-06-15 | In Use | 12000 | Gasoline | Double Walled | 2018-07-23
PORTSMOUTH | CUMBERLAND FARMS, INC. #3818 | 1812 EAST MAIN RD | UST-751 | Gasoline Station | 17 | 2018-06-15 | In Use | 8000 | Gasoline | Double Walled | 2018-07-23
PORTSMOUTH | CUMBERLAND FARMS, INC. #3818 | 1812 EAST MAIN RD | UST-751 | Gasoline Station | 18 | 2018-06-15 | In Use | 12000 | Gasoline | Double Walled | 2018-07-23
PORTSMOUTH | CUMBERLAND FARMS, INC. #3818 | 1812 EAST MAIN RD | UST-751 | Gasoline Station | 19 | 2018-06-15 | In Use | 8000 | Diesel | Double Walled | 2018-07-23
PORTSMOUTH | CUMBERLAND FARMS, INC. #3818 | 1812 EAST MAIN RD | UST-751 | Gasoline Station | 20 | null | Permanently Closed | 1000 | Heating Oil No.2
PORTSMOUTH | CUMBERLAND FARMS, INC. #3873 | 3166 EAST MAIN RD | UST-3700 | Gasoline Station | 1 | 1995-11-01 | In Use | 8000 | Gasoline | Double Walled | 1995-11-01
PORTSMOUTH | CUMBERLAND FARMS, INC. #3873 | 3166 EAST MAIN RD | UST-3700 | Gasoline Station | 2 | 1995-11-01 | In Use | 8000 | Gasoline | Double Walled | 1995-11-01
PORTSMOUTH | CUMBERLAND FARMS, INC. #3873 | 3166 EAST MAIN RD | UST-3700 | Gasoline Station | 3 | 1995-11-01 | In Use | 8000 | Gasoline | Double Walled | 1995-11-01
PORTSMOUTH | CURTIS RESIDENTIAL PROPERTY | 380 GLEN RD | UST-4211 | Private Residence | 1 | 1984-10-09 | Permanently Closed | 2000 | Heating Oil No.2
PORTSMOUTH | DEFENSE FUEL SUPPORT POINT, MELVILLE | 100 ALEXANDER RD | UST-95 | Federal Government | 1 | 1941-02-01 | Permanently Closed | 1150000 | Other | Single Walled
PORTSMOUTH | DEFENSE FUEL SUPPORT POINT, MELVILLE | 100 ALEXANDER RD | UST-95 | Federal Government | 2 | 1941-02-01 | Abandoned | 1150000 | Kerosene | Single Walled
PORTSMOUTH | DEFENSE FUEL SUPPORT POINT, MELVILLE | 100 ALEXANDER RD | UST-95 | Federal Government | 3 | 1941-02-01 | Abandoned | 1150000 | Other | Single Walled
PORTSMOUTH | DEFENSE FUEL SUPPORT POINT, MELVILLE | 100 ALEXANDER RD | UST-95 | Federal Government | 4 | 1941-02-01 | Abandoned | 1150000 | Kerosene | Single Walled
PORTSMOUTH | DEFENSE FUEL SUPPORT POINT, MELVILLE | 100 ALEXANDER RD | UST-95 | Federal Government | 5 | 1941-02-01 | Abandoned | 1150000 | Kerosene | Single Walled
PORTSMOUTH | DEFENSE FUEL SUPPORT POINT, MELVILLE | 100 ALEXANDER RD | UST-95 | Federal Government | 6 | 1941-02-01 | Permanently Closed | 1150000 | Other
PORTSMOUTH | DEFENSE FUEL SUPPORT POINT, MELVILLE | 100 ALEXANDER RD | UST-95 | Federal Government | 7 | 1941-02-01 | Abandoned | 2520000 | Diesel | Single Walled
PORTSMOUTH | DEFENSE FUEL SUPPORT POINT, MELVILLE | 100 ALEXANDER RD | UST-95 | Federal Government | 8 | 1941-02-01 | Abandoned | 2520000 | Diesel | Single Walled
PORTSMOUTH | DEFENSE FUEL SUPPORT POINT, MELVILLE | 100 ALEXANDER RD | UST-95 | Federal Government | 9 | 1941-02-01 | Abandoned | 2520000 | Diesel | Single Walled
PORTSMOUTH | DEFENSE FUEL SUPPORT POINT, MELVILLE | 100 ALEXANDER RD | UST-95 | Federal Government | 10 | 1941-02-01 | Abandoned | 2520000 | Mixture | Single Walled
PORTSMOUTH | DEFENSE FUEL SUPPORT POINT, MELVILLE | 100 ALEXANDER RD | UST-95 | Federal Government | 11 | 1941-02-01 | Abandoned | 2520000 | Diesel | Single Walled
PORTSMOUTH | DEFENSE FUEL SUPPORT POINT, MELVILLE | 100 ALEXANDER RD | UST-95 | Federal Government | 12 | 1941-02-01 | Abandoned | 2520000 | Diesel | Single Walled
PORTSMOUTH | DEFENSE FUEL SUPPORT POINT, MELVILLE | 100 ALEXANDER RD | UST-95 | Federal Government | 13 | 1941-02-01 | Abandoned | 2520000 | Diesel | Single Walled
PORTSMOUTH | DEFENSE FUEL SUPPORT POINT, MELVILLE | 100 ALEXANDER RD | UST-95 | Federal Government | 14 | 1941-02-01 | Abandoned | 2520000 | Diesel | Single Walled
PORTSMOUTH | DEFENSE FUEL SUPPORT POINT, MELVILLE | 100 ALEXANDER RD | UST-95 | Federal Government | 15 | 1941-02-01 | Abandoned | 2520000 | Diesel | Single Walled
PORTSMOUTH | DEFENSE FUEL SUPPORT POINT, MELVILLE | 100 ALEXANDER RD | UST-95 | Federal Government | 16 | 1941-02-01 | Abandoned | 2520000 | Diesel | Single Walled
PORTSMOUTH | DEFENSE FUEL SUPPORT POINT, MELVILLE | 100 ALEXANDER RD | UST-95 | Federal Government | 17 | 1941-02-01 | Abandoned | 2520000 | Diesel | Single Walled
PORTSMOUTH | DEFENSE FUEL SUPPORT POINT, MELVILLE | 100 ALEXANDER RD | UST-95 | Federal Government | 18 | 1941-02-01 | Abandoned | 1155000 | Kerosene | Single Walled
PORTSMOUTH | DEFENSE FUEL SUPPORT POINT, MELVILLE | 100 ALEXANDER RD | UST-95 | Federal Government | 19 | 1941-02-01 | Abandoned | 1155000 | Kerosene | Single Walled
PORTSMOUTH | DEFENSE FUEL SUPPORT POINT, MELVILLE | 100 ALEXANDER RD | UST-95 | Federal Government | 20 | 1941-02-01 | Abandoned | 1155000 | Kerosene | Single Walled
PORTSMOUTH | DEFENSE FUEL SUPPORT POINT, MELVILLE | 100 ALEXANDER RD | UST-95 | Federal Government | 21 | 1941-02-01 | Abandoned | 1155000 | Kerosene | Single Walled
PORTSMOUTH | DEFENSE FUEL SUPPORT POINT, MELVILLE | 100 ALEXANDER RD | UST-95 | Federal Government | 22 | 1941-02-01 | Abandoned | 1155000 | Kerosene | Single Walled
PORTSMOUTH | DEFENSE FUEL SUPPORT POINT, MELVILLE | 100 ALEXANDER RD | UST-95 | Federal Government | 23 | 1984-02-01 | Permanently Closed | 20000 | Lubricating/Cutting Oil
PORTSMOUTH | DEFENSE FUEL SUPPORT POINT, MELVILLE | 100 ALEXANDER RD | UST-95 | Federal Government | 24 | 1984-10-09 | Permanently Closed | 20000 | Unknown
PORTSMOUTH | DEFENSE FUEL SUPPORT POINT, MELVILLE | 100 ALEXANDER RD | UST-95 | Federal Government | 25 | 1941-02-01 | Permanently Closed | 15000 | Lubricating/Cutting Oil
PORTSMOUTH | DEFENSE FUEL SUPPORT POINT, MELVILLE | 100 ALEXANDER RD | UST-95 | Federal Government | 26 | 1991-10-01 | Permanently Closed | 20000 | Lubricating/Cutting Oil
PORTSMOUTH | DEFENSE FUEL SUPPORT POINT, MELVILLE | 100 ALEXANDER RD | UST-95 | Federal Government | 27 | 1954-02-01 | Abandoned | 2100000 | Kerosene | Single Walled
PORTSMOUTH | DEFENSE FUEL SUPPORT POINT, MELVILLE | 100 ALEXANDER RD | UST-95 | Federal Government | 28 | 1954-02-01 | Abandoned | 2100000 | Kerosene | Single Walled
PORTSMOUTH | DEFENSE FUEL SUPPORT POINT, MELVILLE | 100 ALEXANDER RD | UST-95 | Federal Government | 29 | 1982-02-01 | Permanently Closed | 10000 | Heating Oil No.2
PORTSMOUTH | DEFENSE FUEL SUPPORT POINT, MELVILLE | 100 ALEXANDER RD | UST-95 | Federal Government | 30 | 1982-02-01 | Permanently Closed | 5000 | Waste Oil
PORTSMOUTH | DEFENSE FUEL SUPPORT POINT, MELVILLE | 100 ALEXANDER RD | UST-95 | Federal Government | 31 | 1988-02-01 | Abandoned | 6000 | Mixture | Double Walled
PORTSMOUTH | DEFENSE FUEL SUPPORT POINT, MELVILLE | 100 ALEXANDER RD | UST-95 | Federal Government | 32 | 1981-02-01 | Permanently Closed | 5000 | Mixture
PORTSMOUTH | DEFENSE FUEL SUPPORT POINT, MELVILLE | 100 ALEXANDER RD | UST-95 | Federal Government | 33 | 1978-02-01 | Permanently Closed | 3000 | Mixture
PORTSMOUTH | DEFENSE FUEL SUPPORT POINT, MELVILLE | 100 ALEXANDER RD | UST-95 | Federal Government | 34 | 1978-05-01 | Permanently Closed | 1500 | Mixture
PORTSMOUTH | DEFENSE FUEL SUPPORT POINT, MELVILLE | 100 ALEXANDER RD | UST-95 | Federal Government | 35 | 1980-05-01 | Permanently Closed | 5000 | Other
PORTSMOUTH | DEFENSE FUEL SUPPORT POINT, MELVILLE | 100 ALEXANDER RD | UST-95 | Federal Government | 36 | 1984-10-09 | Permanently Closed | 1000 | Gasoline
PORTSMOUTH | DEFENSE FUEL SUPPORT POINT, MELVILLE | 100 ALEXANDER RD | UST-95 | Federal Government | 37 | 1983-01-01 | Permanently Closed | 500 | Kerosene
PORTSMOUTH | DEFENSE FUEL SUPPORT POINT, MELVILLE | 100 ALEXANDER RD | UST-95 | Federal Government | 38 | 1984-10-09 | Permanently Closed | 500 | Heating Oil No.2
PORTSMOUTH | DURFEE PROPERTIES | BUILDING 45, MELVILLE PROP. | UST-3105 | Commercials | 1 | 1984-01-01 | Permanently Closed | 6000 | Gasoline
PORTSMOUTH | DURFEE PROPERTIES | BUILDING 45, MELVILLE PROP. | UST-3105 | Commercials | 2 | 1984-01-01 | Permanently Closed | 4000 | Gasoline
PORTSMOUTH | EAST PASSAGE YACHTING CENTER | ONE LAGOON RD | UST-3131 | Commercials | 1 | 1978-08-01 | Permanently Closed | 20000 | Gasoline
PORTSMOUTH | EAST PASSAGE YACHTING CENTER | ONE LAGOON RD | UST-3131 | Commercials | 2 | 1978-08-01 | Permanently Closed | 20000 | Diesel
PORTSMOUTH | EDWARD FRANCIS | 48 KENSINGTON AVE | UST-3185 | Commercials | 1 | 1982-05-01 | Permanently Closed | 4000 | Heating Oil No.2
PORTSMOUTH | EDWARD FRANCIS | 48 KENSINGTON AVE | UST-3185 | Commercials | 2 | 1984-10-09 | Permanently Closed | 275 | Waste Oil
PORTSMOUTH | ELLEN SHERMAN | 217 INDIAN AVE | UST-3259 | Private Residence | 1 | 1984-10-09 | Permanently Closed | 2000 | Heating Oil No.2
PORTSMOUTH | ELLEN SHERMAN | 217 INDIAN AVE | UST-3259 | Private Residence | 2 | 1984-10-09 | Permanently Closed | 275 | Gasoline
PORTSMOUTH | ELLEN SHERMAN | 217 INDIAN AVE | UST-3259 | Private Residence | 3 | 1984-10-09 | Permanently Closed | 275 | Gasoline
PORTSMOUTH | ELLEN SHERMAN | 217 INDIAN AVE | UST-3259 | Private Residence | 4 | 1984-10-09 | Permanently Closed | 500 | Kerosene
PORTSMOUTH | ELMHURST ELEMENTARY SCHOOL | FRANK COELHO DR | UST-3708 | Education - Town | 1 | 1962-08-01 | Permanently Closed | 10000 | Heating Oil No.4
PORTSMOUTH | EUREKA LODGE #22 | 81 SPRAGUE ST | UST-2377 | Other | 1 | 1984-10-09 | Permanently Closed | 1000 | Heating Oil No.2
PORTSMOUTH | EUREKA LODGE #22 | 81 SPRAGUE ST | UST-2377 | Other | 2 | 1969-06-25 | Permanently Closed | 3000 | Gasoline
PORTSMOUTH | EUREKA LODGE #22 | 81 SPRAGUE ST | UST-2377 | Other | 3 | 1969-06-25 | Permanently Closed | 3000 | Gasoline
PORTSMOUTH | EUREKA LODGE #22 | 81 SPRAGUE ST | UST-2377 | Other | 4 | 1969-06-25 | Permanently Closed | 500 | Heating Oil No.2
PORTSMOUTH | FAGAN RESIDENCE | 228 WINDSTONE DR | UST-4654 | Private Residence | 1 | 1984-10-09 | Permanently Closed | 2000 | Heating Oil No.2
PORTSMOUTH | FARNHAM FARM | 113 MT. PLEASANT AVE | UST-4277 | Farm | 1 | 1984-10-09 | Permanently Closed | 1000 | Gasoline
PORTSMOUTH | FERREIRA PROPERTY | 535 SPRAGUE AVE | UST-19040 | Commercials | 1 | 1984-10-09 | Permanently Closed | 3000 | Gasoline
PORTSMOUTH | FERREIRA PROPERTY | 535 SPRAGUE AVE | UST-19040 | Commercials | 2 | 1984-10-09 | Permanently Closed | 2000 | Gasoline
PORTSMOUTH | FERREIRA PROPERTY | 535 SPRAGUE AVE | UST-19040 | Commercials | 3 | 1984-10-09 | Permanently Closed | 500 | Waste Oil
PORTSMOUTH | FORMER NETC DEFENSE SITE - BLDG. 106 | BRADFORD AVE | UST-4272 | Federal Government | 1 | 1984-10-09 | Permanently Closed | 100 | Gasoline
PORTSMOUTH | FORMER PORTSMOUTH SUNOCO | 1074 EAST MAIN RD | UST-578 | Gasoline Station | 1 | 1973-04-01 | Permanently Closed | 6000 | Diesel | Single Walled
PORTSMOUTH | FORMER PORTSMOUTH SUNOCO | 1074 EAST MAIN RD | UST-578 | Gasoline Station | 2 | 1973-04-01 | Permanently Closed | 6000 | Gasoline | Single Walled
PORTSMOUTH | FORMER PORTSMOUTH SUNOCO | 1074 EAST MAIN RD | UST-578 | Gasoline Station | 3 | 1973-04-01 | Permanently Closed | 6000 | Gasoline | Single Walled
PORTSMOUTH | FORT HILL FARM | 405 TURNPIKE AVE | UST-19216 | Private Residence | 1 | 1984-10-09 | Permanently Closed | 1000 | Gasoline
PORTSMOUTH | FOUNDERS BROOK MOTEL,INC | 314 BOYDS LN | UST-3088 | Commercials | 1 | 1967-06-01 | Permanently Closed | 500 | Heating Oil No.2
PORTSMOUTH | FRANK COREY | MITCHELL''S LN | UST-15293 | Private Residence | 1 | 1984-10-09 | Permanently Closed | 1000 | Gasoline
PORTSMOUTH | FRANK HOLBROOK | 468 BRISTOL FERRY RD | UST-18446 | Private Residence | 1 | 1984-10-09 | Permanently Closed | 2000 | Heating Oil No.2
PORTSMOUTH | FREDERICK & RICHARD BRIGGS PROPERTY | 859 WEST MAIN RD | UST-18817 | Commercials | 1 | 1984-10-09 | Permanently Closed | 1000 | Gasoline
PORTSMOUTH | FREDERICK & RICHARD BRIGGS PROPERTY | 859 WEST MAIN RD | UST-18817 | Commercials | 2 | 1984-10-09 | Permanently Closed | 500 | Diesel
PORTSMOUTH | GEORGETOWN HOUSE | 20-32 INDIAN AVE | UST-18393 | Commercials | 1 | 1984-10-09 | Permanently Closed | 5000 | Heating Oil No.2
PORTSMOUTH | GETTY SERVICE STATION #68642 | 3381 EAST MAIN RD | UST-451 | Gasoline Station | 1 | 1984-04-01 | Permanently Closed | 10000 | Diesel | Single Walled
PORTSMOUTH | GETTY SERVICE STATION #68642 | 3381 EAST MAIN RD | UST-451 | Gasoline Station | 2 | 1984-04-01 | Permanently Closed | 10000 | Gasoline | Single Walled
PORTSMOUTH | GETTY SERVICE STATION #68642 | 3381 EAST MAIN RD | UST-451 | Gasoline Station | 3 | 1984-04-01 | Permanently Closed | 10000 | Gasoline | Single Walled
PORTSMOUTH | GETTY SERVICE STATION #68642 | 3381 EAST MAIN RD | UST-451 | Gasoline Station | 4 | 1973-04-01 | Permanently Closed | 550 | Waste Oil
PORTSMOUTH | GETTY SERVICE STATION #68642 | 3381 EAST MAIN RD | UST-451 | Gasoline Station | 5 | 1984-04-01 | Permanently Closed | 550 | Heating Oil No.2 | Double Walled
PORTSMOUTH | GETTY SERVICE STATION #68642 | 3381 EAST MAIN RD | UST-451 | Gasoline Station | 6 | 1984-10-09 | Permanently Closed | 550 | Unknown
PORTSMOUTH | GLEESON'S PACKAGE STORE | 1557 WEST MAIN RD | UST-3135 | Other | 1 | 1984-10-09 | Permanently Closed | 1000 | Heating Oil No.2
PORTSMOUTH | GLEESON'S PACKAGE STORE | 1557 WEST MAIN RD | UST-3135 | Other | 2 | 1984-10-09 | Permanently Closed | 4000 | Gasoline
PORTSMOUTH | GLEESON'S PACKAGE STORE | 1557 WEST MAIN RD | UST-3135 | Other | 3 | 1984-10-09 | Permanently Closed | 4000 | Gasoline
PORTSMOUTH | GLEESON'S PACKAGE STORE | 1557 WEST MAIN RD | UST-3135 | Other | 4 | 1984-10-09 | Permanently Closed | 4000 | Gasoline
PORTSMOUTH | GLEESON'S PACKAGE STORE | 1557 WEST MAIN RD | UST-3135 | Other | 5 | 1984-10-09 | Permanently Closed | 4000 | Gasoline
PORTSMOUTH | GLEESON'S PACKAGE STORE | 1557 WEST MAIN RD | UST-3135 | Other | 6 | 1984-10-09 | Permanently Closed | 4000 | Gasoline
PORTSMOUTH | GLEESON'S PACKAGE STORE | 1557 WEST MAIN RD | UST-3135 | Other | 7 | 1984-10-09 | Permanently Closed | 500 | Gasoline
PORTSMOUTH | GLEN MANOR HOUSE | 3 FRANK COELHO DR | UST-1757 | City/Town Government | 1 | 1955-04-01 | In Use | 10000 | Heating Oil No.2
PORTSMOUTH | GLEN MANOR HOUSE | FRANK COELHO DR | UST-18284 | City/Town Government | 1 | 1984-10-09 | Permanently Closed | 3000 | Heating Oil No.2
PORTSMOUTH | GORDON BENJAMIN, JR | 32 ANNETTE DR | UST-18052 | Private Residence | 1 | 1984-10-09 | Permanently Closed | 2000 | Heating Oil No.2
PORTSMOUTH | GREEN ANIMAL MUSEUM | 380 CORY LN | UST-18364 | Other | 1 | 1984-10-09 | Permanently Closed | 1000 | Heating Oil No.2
PORTSMOUTH | HARROP RESIDENCE | 273 EAST MAIN RD | UST-19214 | Private Residence | 1 | 1984-10-09 | Permanently Closed | 275 | Kerosene
PORTSMOUTH | HENRY FERREIRA | 100 BROADWAY | UST-17068 | Commercials | 1 | 1984-10-09 | Permanently Closed | 2000 | Gasoline
PORTSMOUTH | HOWARD W. HATHAWAY SCHOOL | 53 TALLMAN AVE | UST-1755 | Education - Town | 1 | 1966-04-01 | In Use | 3000 | Heating Oil No.2
PORTSMOUTH | HOWARD W. HATHAWAY SCHOOL | 53 TALLMAN AVE | UST-1755 | Education - Town | 2 | 1966-04-01 | In Use | 3000 | Heating Oil No.2
PORTSMOUTH | INTERNATIONAL EMBROIDERY | 3390 EAST MAIN RD | UST-17048 | Commercials | 1 | 1984-10-09 | Permanently Closed | 2000 | Gasoline
PORTSMOUTH | JAMES AND MARIAN ROYER | 124 HEIDI DR | UST-3683 | Private Residence | 1 | 1975-07-01 | In Use | 2000 | Heating Oil No.2
PORTSMOUTH | JAMES CONNELL | 205 INDIAN AVE | UST-18246 | Private Residence | 1 | 1984-10-09 | Permanently Closed | 500 | Gasoline
PORTSMOUTH | JO'S LOUNGE INCORPORATED | 2005 EAST MAIN RD | UST-2463 | Commercials | 1 | 1984-10-09 | Permanently Closed | 500 | Heating Oil No.2
PORTSMOUTH | JOHN R. SHORT | 8 COL. CHRIS GREENE RD | UST-18308 | Private Residence | 1 | 1984-10-09 | Permanently Closed | 2000 | Heating Oil No.2
PORTSMOUTH | KAISER ALUMINUM | 300 WILLOW LN | UST-15099 | Commercials | 1 | 1984-10-09 | Permanently Closed | 500 | Gasoline
PORTSMOUTH | KAISER ALUMINUM | 300 WILLOW LN | UST-15099 | Commercials | 2 | 1984-10-09 | Permanently Closed | 1000 | Waste Oil
PORTSMOUTH | KAISER ALUMINUM | 300 WILLOW LN | UST-15099 | Commercials | 3 | 1984-10-09 | Permanently Closed | 275 | Kerosene
PORTSMOUTH | KAISER ALUMINUM | 300 WILLOW LN | UST-15099 | Commercials | 4 | 1984-10-09 | Permanently Closed | 25000 | Heating Oil No.6
PORTSMOUTH | KAISER ALUMINUM | 300 WILLOW LN | UST-15099 | Commercials | 5 | 1984-10-09 | Permanently Closed | 25000 | Heating Oil No.6
PORTSMOUTH | LITTLE SLOCUM FARM | SANDY POINT RD | UST-18749 | Farm | 1 | 1984-10-09 | Permanently Closed | 350 | Gasoline
PORTSMOUTH | LUCY'S HEARTH COMM. HOUSING DEVE. CORP. | 2243 WEST MAIN RD | UST-17222 | Other | 1 | 1984-10-09 | Permanently Closed | 1000 | Heating Oil No.2
PORTSMOUTH | LYNN THURSTON | 553 OLD WEST MAIN RD | UST-17314 | Private Residence | 1 | 1984-10-09 | Permanently Closed | 1000 | Heating Oil No.2
PORTSMOUTH | M & B REALTY PROPERTY, INC. | 562 PARK AVE | UST-3894 | Commercials | 1 | 1984-10-09 | Permanently Closed | 1000 | Gasoline
PORTSMOUTH | M & B REALTY PROPERTY, INC. | 562 PARK AVE | UST-3894 | Commercials | 2 | 1984-10-09 | Permanently Closed | 1000 | Waste Oil
PORTSMOUTH | M&M AUTO REPAIR | 39 EAST MAIN RD | UST-2201 | Commercials | 1 | 1979-02-01 | Permanently Closed | 3000 | Gasoline
PORTSMOUTH | M&M AUTO REPAIR | 39 EAST MAIN RD | UST-2201 | Commercials | 2 | 1979-02-01 | Permanently Closed | 3000 | Gasoline
PORTSMOUTH | M&M AUTO REPAIR | 39 EAST MAIN RD | UST-2201 | Commercials | 3 | 1979-02-01 | Permanently Closed | 4000 | Gasoline
PORTSMOUTH | MANUEL BOTELHO | 172-184 PECHAM AVE | UST-15294 | Private Residence | 1 | 1984-10-09 | Permanently Closed | 500 | Gasoline
PORTSMOUTH | MAPLEWOOD FARMS | 234 HEDLY ST | UST-1753 | Commercials | 1 | 1979-05-01 | Permanently Closed | 2000 | Gasoline
PORTSMOUTH | MAPLEWOOD FARMS | 234 HEDLY ST | UST-1753 | Commercials | 2 | 1979-05-01 | Permanently Closed | 2000 | Diesel
PORTSMOUTH | MARITIME SOLUTIONS | 1250 EAST MAIN RD | UST-1596 | Commercials | 1 | 1980-06-01 | Permanently Closed | 1500 | Gasoline
PORTSMOUTH | MARITIME SOLUTIONS | 1250 EAST MAIN RD | UST-1596 | Commercials | 2 | 1975-06-01 | Permanently Closed | 300 | Waste Oil
PORTSMOUTH | MARITIME SOLUTIONS | 1250 EAST MAIN RD | UST-1596 | Commercials | 3 | 1975-06-01 | Permanently Closed | 3000 | Heating Oil No.2
PORTSMOUTH | MARITIME SOLUTIONS | 1250 EAST MAIN RD | UST-1596 | Commercials | 4 | 1984-10-09 | Permanently Closed | 1000 | Gasoline
PORTSMOUTH | MARITIME SOLUTIONS | 1250 EAST MAIN RD | UST-1596 | Commercials | 5 | 1984-10-09 | Permanently Closed | 500 | Unknown
PORTSMOUTH | MELVILLE ELEMENTARY SCHOOL | 1351 WEST MAIN RD | UST-3722 | Education - Town | 1 | 1965-09-01 | Permanently Closed | 10000 | Heating Oil No.2
PORTSMOUTH | MELVILLE XTRA MART | 1568 WEST MAIN RD | UST-575 | Gasoline Station | 1 | 1970-04-01 | Permanently Closed | 4000 | Gasoline
PORTSMOUTH | MELVILLE XTRA MART | 1568 WEST MAIN RD | UST-575 | Gasoline Station | 2 | 1970-04-01 | Permanently Closed | 4000 | Gasoline
PORTSMOUTH | MELVILLE XTRA MART | 1568 WEST MAIN RD | UST-575 | Gasoline Station | 3 | 1970-04-01 | Permanently Closed | 4000 | Gasoline
PORTSMOUTH | MELVILLE XTRA MART | 1568 WEST MAIN RD | UST-575 | Gasoline Station | 4 | 1970-04-01 | Permanently Closed | 3000 | Diesel
PORTSMOUTH | MELVILLE XTRA MART | 1568 WEST MAIN RD | UST-575 | Gasoline Station | 5 | 1987-01-01 | Permanently Closed | 3000 | Diesel
PORTSMOUTH | MELVILLE XTRA MART | 1568 WEST MAIN RD | UST-575 | Gasoline Station | 6 | 1996-02-01 | In Use | 10000 | Gasoline | Double Walled | 2015-05-11
PORTSMOUTH | MELVILLE XTRA MART | 1568 WEST MAIN RD | UST-575 | Gasoline Station | 7 | 1996-02-01 | In Use | 10000 | Gasoline | Double Walled | 2015-05-11
PORTSMOUTH | MELVILLE XTRA MART | 1568 WEST MAIN RD | UST-575 | Gasoline Station | 8 | 1996-01-01 | In Use | 4000 | Kerosene | Double Walled | 2015-05-11
PORTSMOUTH | MELVILLE XTRA MART | 1568 WEST MAIN RD | UST-575 | Gasoline Station | 9 | 1996-01-01 | In Use | 4000 | Diesel | Double Walled | 2015-05-11
PORTSMOUTH | MELVILLE XTRA MART | 1568 WEST MAIN RD | UST-575 | Gasoline Station | 10 | 1984-10-09 | Permanently Closed | 1000 | Gasoline
PORTSMOUTH | MONTAUP COUNTRY CLUB | 500 ANTHONY RD | UST-18922 | Other | 1 | 1984-10-09 | Permanently Closed | 2250 | Heating Oil No.2
PORTSMOUTH | MONTAUP COUNTRY CLUB | 500 ANTHONY RD | UST-18922 | Other | 2 | 1984-10-09 | Permanently Closed | 2250 | Gasoline
PORTSMOUTH | MOTHER OF HOPE NOVITIATE | 2543 WEST MAIN RD | UST-2162 | Other | 1 | 1957-08-01 | Permanently Closed | 10000 | Heating Oil No.2
PORTSMOUTH | MT. HOPE ANIMAL HOSPITAL, INC. | 645 BRISTOL FERRY RD | UST-3570 | Commercials | 1 | 1980-02-01 | Permanently Closed | 500 | Heating Oil No.2
PORTSMOUTH | NAVAL EDUCATION & TRAINING CENTER | BUILDING 988, MELVILLE (SLS) | UST-3376 | Federal Government | 1 | 1992-04-14 | Permanently Closed | 2500 | Diesel | Double Walled | 2017-12-12
PORTSMOUTH | NAVAL EDUCATION & TRAINING CENTER | TANK FARM 4 (AREA III) | UST-3644 | Federal Government | 1 | 1946-03-01 | Permanently Closed | 2500000 | Heating Oil No.6
PORTSMOUTH | NAVAL EDUCATION & TRAINING CENTER | TANK FARM 4 (AREA III) | UST-3644 | Federal Government | 2 | 1946-03-01 | Permanently Closed | 2500000 | Heating Oil No.6
PORTSMOUTH | NAVAL EDUCATION & TRAINING CENTER | TANK FARM 4 (AREA III) | UST-3644 | Federal Government | 3 | 1946-03-01 | Permanently Closed | 2500000 | Heating Oil No.6
PORTSMOUTH | NAVAL EDUCATION & TRAINING CENTER | TANK FARM 4 (AREA III) | UST-3644 | Federal Government | 4 | 1946-03-01 | Permanently Closed | 2500000 | Heating Oil No.6
PORTSMOUTH | NAVAL EDUCATION & TRAINING CENTER | TANK FARM 4 (AREA III) | UST-3644 | Federal Government | 5 | 1946-03-01 | Permanently Closed | 2500000 | Heating Oil No.6
PORTSMOUTH | NAVAL EDUCATION & TRAINING CENTER | TANK FARM 4 (AREA III) | UST-3644 | Federal Government | 6 | 1946-03-01 | Permanently Closed | 2500000 | Heating Oil No.6
PORTSMOUTH | NAVAL EDUCATION & TRAINING CENTER | TANK FARM 4 (AREA III) | UST-3644 | Federal Government | 7 | 1946-03-01 | Permanently Closed | 2500000 | Heating Oil No.6
PORTSMOUTH | NAVAL EDUCATION & TRAINING CENTER | TANK FARM 4 (AREA III) | UST-3644 | Federal Government | 8 | 1946-03-01 | Permanently Closed | 2500000 | Heating Oil No.6
PORTSMOUTH | NAVAL EDUCATION & TRAINING CENTER | TANK FARM 4 (AREA III) | UST-3644 | Federal Government | 9 | 1946-03-01 | Permanently Closed | 2500000 | Heating Oil No.6
PORTSMOUTH | NAVAL EDUCATION & TRAINING CENTER | TANK FARM 4 (AREA III) | UST-3644 | Federal Government | 10 | 1946-03-01 | Permanently Closed | 2500000 | Heating Oil No.6
PORTSMOUTH | NAVAL EDUCATION & TRAINING CENTER | TANK FARM 4 (AREA III) | UST-3644 | Federal Government | 11 | 1946-03-01 | Permanently Closed | 2500000 | Heating Oil No.6
PORTSMOUTH | NAVAL EDUCATION & TRAINING CENTER | TANK FARM 4 (AREA III) | UST-3644 | Federal Government | 12 | 1946-03-01 | Permanently Closed | 2500000 | Heating Oil No.6
PORTSMOUTH | NAVAL STATION NEWPORT - BUILDING 77 | 77 BRADFORD AVE | UST-4358 | Federal Government | 1 | 1984-10-09 | Permanently Closed | 1000 | Heating Oil No.2
PORTSMOUTH | NEON MARKETPLACE | 3302 EAST MAIN RD | UST-1969 | Gasoline Station | 1 | 1981-05-01 | Permanently Closed | 6000 | Gasoline | Single Walled
PORTSMOUTH | NEON MARKETPLACE | 3302 EAST MAIN RD | UST-1969 | Gasoline Station | 2 | 1981-05-01 | Permanently Closed | 10000 | Gasoline | Single Walled
PORTSMOUTH | NEON MARKETPLACE | 3302 EAST MAIN RD | UST-1969 | Gasoline Station | 3 | 1981-05-01 | Permanently Closed | 6000 | Gasoline | Single Walled
PORTSMOUTH | NEON MARKETPLACE | 3302 EAST MAIN RD | UST-1969 | Gasoline Station | 4 | 1981-05-01 | Permanently Closed | 1000 | Waste Oil
PORTSMOUTH | NEON MARKETPLACE | 3302 EAST MAIN RD | UST-1969 | Gasoline Station | 5 | 1979-04-01 | Permanently Closed | 5000 | Gasoline
PORTSMOUTH | NEON MARKETPLACE | 3302 EAST MAIN RD | UST-1969 | Gasoline Station | 6 | 1979-04-01 | Permanently Closed | 5000 | Gasoline
PORTSMOUTH | NEON MARKETPLACE | 3302 EAST MAIN RD | UST-1969 | Gasoline Station | 7 | 1981-05-01 | Permanently Closed | 1000 | Heating Oil No.2
PORTSMOUTH | NEON MARKETPLACE | 3302 EAST MAIN RD | UST-1969 | Gasoline Station | 8 | 1999-03-24 | Permanently Closed | 6000 | Diesel | Double Walled
PORTSMOUTH | NEON MARKETPLACE | 3302 EAST MAIN RD | UST-1969 | Gasoline Station | 9 | 2009-12-02 | In Use | 15000 | Gasoline | Double Walled
PORTSMOUTH | NEON MARKETPLACE | 3302 EAST MAIN RD | UST-1969 | Gasoline Station | 10 | 2009-12-02 | In Use | 5000 | Diesel | Double Walled
PORTSMOUTH | NEON MARKETPLACE | 3302 EAST MAIN RD | UST-1969 | Gasoline Station | 11 | 2009-12-02 | In Use | 5000 | Gasoline | Double Walled
PORTSMOUTH | NEON MARKETPLACE | 3302 EAST MAIN RD | UST-1969 | Gasoline Station | 12 | 2009-12-02 | In Use | 5000 | Gasoline | Double Walled
PORTSMOUTH | NEWPORT MUSIC COMPANY, INC. | 849 UNION ST | UST-2342 | Commercials | 1 | 1962-04-01 | Permanently Closed | 500 | Heating Oil No.2
PORTSMOUTH | NEWPORT WATER PLANT | 2154 WEST MAIN RD | UST-4361 | City/Town Government | 1 | 1984-10-09 | Permanently Closed | 2000 | Gasoline
PORTSMOUTH | NEWPORT WATER PLANT | 2154 WEST MAIN RD | UST-4361 | City/Town Government | 2 | 1984-10-09 | Permanently Closed | 500 | Diesel
PORTSMOUTH | NORTHERN WATERFRONT ASSOCIATES LP PROPERTY | 100 TERMINAL RD | UST-4464 | Commercials | 1 | 1984-10-09 | Permanently Closed | 5000 | Unknown
PORTSMOUTH | OLIVEIRA'S GARAGE | 3279 EAST MAIN RD | UST-2644 | Gasoline Station | 1 | 1981-06-01 | Permanently Closed | 6000 | Gasoline
PORTSMOUTH | OLIVEIRA'S GARAGE | 3279 EAST MAIN RD | UST-2644 | Gasoline Station | 2 | 1981-06-01 | Permanently Closed | 6000 | Gasoline
PORTSMOUTH | OLIVEIRA'S GARAGE | 3279 EAST MAIN RD | UST-2644 | Gasoline Station | 3 | 1981-06-01 | Permanently Closed | 6000 | Gasoline
PORTSMOUTH | OLIVEIRA'S GARAGE | 3279 EAST MAIN RD | UST-2644 | Gasoline Station | 4 | 1997-05-15 | In Use | 12000 | Gasoline | Double Walled
PORTSMOUTH | OLIVEIRA'S GARAGE | 3279 EAST MAIN RD | UST-2644 | Gasoline Station | 5 | 1997-05-15 | In Use | 6000 | Gasoline | Double Walled
PORTSMOUTH | OVERLOOK POINT | 24-26 ROLLING HILL RD | UST-4333 | Commercials | 1 | 1984-10-09 | Permanently Closed | 500 | Gasoline
PORTSMOUTH | P. J. R. CONSTRUCTION CO., INC. | 448 PARK AVE | UST-18815 | Commercials | 1 | 1984-10-09 | Permanently Closed | 2000 | Gasoline
PORTSMOUTH | P. J. R. CONSTRUCTION CO., INC. | 448 PARK AVE | UST-18815 | Commercials | 2 | 1984-10-09 | Permanently Closed | 2000 | Gasoline
PORTSMOUTH | P. J. R. CONSTRUCTION CO., INC. | 448 PARK AVE | UST-18815 | Commercials | 3 | 1984-10-09 | Permanently Closed | 2500 | Gasoline
PORTSMOUTH | P. J. R. CONSTRUCTION CO., INC. | 448 PARK AVE | UST-18815 | Commercials | 4 | 1984-10-09 | Permanently Closed | 2500 | Gasoline
PORTSMOUTH | P. J. R. CONSTRUCTION CO., INC. | 448 PARK AVE | UST-18815 | Commercials | 5 | 1984-10-09 | Permanently Closed | 4000 | Gasoline
PORTSMOUTH | P. J. R. CONSTRUCTION CO., INC. | 448 PARK AVE | UST-18815 | Commercials | 6 | 1984-10-09 | Permanently Closed | 500 | Waste Oil
PORTSMOUTH | PATRIOT WEST MAIN | 2340 WEST MAIN RD | UST-4759 | Gasoline Station | 1 | 2017-12-08 | In Use | 15000 | Gasoline | Double Walled | 2018-05-18
PORTSMOUTH | PATRIOT WEST MAIN | 2340 WEST MAIN RD | UST-4759 | Gasoline Station | 2 | 2017-12-08 | In Use | 15000 | Gasoline | Double Walled | 2018-05-18
PORTSMOUTH | PATRIOT WEST MAIN | 2340 WEST MAIN RD | UST-4759 | Gasoline Station | 3 | 2017-12-08 | In Use | 10000 | Gasoline | Double Walled | 2018-05-18
PORTSMOUTH | PATRIOT WEST MAIN | 2340 WEST MAIN RD | UST-4759 | Gasoline Station | 4 | 2017-12-08 | In Use | 10000 | Diesel | Double Walled | 2018-05-18
PORTSMOUTH | PENNFIELD SCHOOL | 321 EAST MAIN RD | UST-17218 | Education - Town | 1 | 1984-10-09 | Permanently Closed | 3000 | Heating Oil No.2
PORTSMOUTH | PENNFIELD SCHOOL | 321 EAST MAIN RD | UST-17218 | Education - Town | 2 | 1984-10-09 | Permanently Closed | 1000 | Heating Oil No.2
PORTSMOUTH | PIRATE COVE MARINA | 109 POINT RD | UST-973 | Commercials | 1 | 1967-04-01 | Permanently Closed | 4000 | Diesel
PORTSMOUTH | PIRATE COVE MARINA | 109 POINT RD | UST-973 | Commercials | 2 | 1967-04-01 | Permanently Closed | 4000 | Gasoline
PORTSMOUTH | POCASSET GOLF COURSE | 807 BRISTOL FERRY RD | UST-18428 | Other | 1 | 1984-10-09 | Permanently Closed | 1000 | Heating Oil No.2
PORTSMOUTH | PORTSMOUTH ABBEY SCHOOL | 285 CORYS LN | UST-3563 | Education Private | 1 | 1978-03-01 | In Use | 1000 | Heating Oil No.2
PORTSMOUTH | PORTSMOUTH ABBEY SCHOOL | 285 CORYS LN | UST-3563 | Education Private | 2 | 1978-03-01 | Permanently Closed | 4000 | Gasoline
PORTSMOUTH | PORTSMOUTH ABBEY SCHOOL | 285 CORYS LN | UST-3563 | Education Private | 3 | 1984-10-09 | Permanently Closed | 4000 | Heating Oil No.2
PORTSMOUTH | PORTSMOUTH ABBEY SCHOOL | 285 CORYS LN | UST-3563 | Education Private | 4 | 1984-10-09 | Permanently Closed | 1000 | Heating Oil No.2
PORTSMOUTH | PORTSMOUTH ABBEY SCHOOL | 285 CORYS LN | UST-3563 | Education Private | 5 | 1969-03-01 | Permanently Closed | 10000 | Heating Oil No.2
PORTSMOUTH | PORTSMOUTH ABBEY SCHOOL | 285 CORYS LN | UST-3563 | Education Private | 6 | 1984-10-09 | Permanently Closed | 1000 | Heating Oil No.2
PORTSMOUTH | PORTSMOUTH ABBEY SCHOOL | 285 CORYS LN | UST-3563 | Education Private | 7 | 1980-03-01 | Permanently Closed | 5000 | Heating Oil No.2 | Single Walled
PORTSMOUTH | PORTSMOUTH ABBEY SCHOOL | 285 CORYS LN | UST-3563 | Education Private | 8 | 1984-10-09 | Permanently Closed | 500 | Heating Oil No.2
PORTSMOUTH | PORTSMOUTH ABBEY SCHOOL | 285 CORYS LN | UST-3563 | Education Private | 9 | 1960-03-01 | In Use | 10000 | Heating Oil No.2
PORTSMOUTH | PORTSMOUTH ABBEY SCHOOL | 285 CORYS LN | UST-3563 | Education Private | 10 | 1965-03-01 | Permanently Closed | 10000 | Heating Oil No.2
PORTSMOUTH | PORTSMOUTH ABBEY SCHOOL | 285 CORYS LN | UST-3563 | Education Private | 11 | 1972-11-01 | Permanently Closed | 3000 | Heating Oil No.2
PORTSMOUTH | PORTSMOUTH ABBEY SCHOOL | 285 CORYS LN | UST-3563 | Education Private | 12 | 2004-03-01 | In Use | 2000 | Heating Oil No.2 | Double Walled
PORTSMOUTH | PORTSMOUTH ABBEY SCHOOL | 285 CORYS LN | UST-3563 | Education Private | 13 | 2006-11-15 | In Use | 10000 | Heating Oil No.2 | Double Walled
PORTSMOUTH | PORTSMOUTH ABBEY SCHOOL | 285 CORYS LN | UST-3563 | Education Private | 14 | 2018-06-19 | In Use | 5000 | Heating Oil No.2 | Double Walled | 2018-06-26
PORTSMOUTH | PORTSMOUTH DEPARTMENT OF PUBLIC WORKS | 143 HEDLEY ST | UST-2787 | City/Town Government | 1 | 1970-08-01 | Permanently Closed | 2000 | Gasoline
PORTSMOUTH | PORTSMOUTH DEPARTMENT OF PUBLIC WORKS | 143 HEDLEY ST | UST-2787 | City/Town Government | 2 | 1970-08-01 | Permanently Closed | 2000 | Diesel
PORTSMOUTH | PORTSMOUTH DEPARTMENT OF PUBLIC WORKS | 143 HEDLEY ST | UST-2787 | City/Town Government | 3 | 1975-08-01 | Permanently Closed | 6000 | Gasoline
PORTSMOUTH | PORTSMOUTH DEPARTMENT OF PUBLIC WORKS | 143 HEDLEY ST | UST-2787 | City/Town Government | 4 | 1984-10-09 | In Use | 1000 | Heating Oil No.2
PORTSMOUTH | PORTSMOUTH FAMILY PRACTICE CENTER | 79 TURNPIKE AVE | UST-2620 | Other | 1 | 1976-07-01 | Permanently Closed | 2000 | Heating Oil No.2
PORTSMOUTH | PORTSMOUTH FIRE DEPARTMENT | 2300 EAST MAIN RD | UST-2784 | City/Town Government | 1 | 1970-08-01 | In Use | 1000 | Heating Oil No.2
PORTSMOUTH | PORTSMOUTH FIRE DEPARTMENT | 2300 EAST MAIN RD | UST-2784 | City/Town Government | 2 | 1970-08-01 | Permanently Closed | 1000 | Diesel
PORTSMOUTH | PORTSMOUTH FREE PUBLIC LIBRARY | 2658 EAST MAIN RD | UST-2362 | City/Town Government | 1 | 1975-06-01 | In Use | 1000 | Heating Oil No.2
PORTSMOUTH | PORTSMOUTH GARAGE (D.O.T.) | 171 ANTHONY RD | UST-1287 | State Government | 1 | 1980-05-01 | Permanently Closed | 5000 | Diesel
PORTSMOUTH | PORTSMOUTH GARAGE (D.O.T.) | 171 ANTHONY RD | UST-1287 | State Government | 2 | 1974-05-01 | Permanently Closed | 5000 | Gasoline
PORTSMOUTH | PORTSMOUTH GARAGE (D.O.T.) | 171 ANTHONY RD | UST-1287 | State Government | 3 | 1974-05-01 | Permanently Closed | 3000 | Diesel
PORTSMOUTH | PORTSMOUTH GARAGE (D.O.T.) | 171 ANTHONY RD | UST-1287 | State Government | 4 | 1984-10-09 | Permanently Closed | 1000 | Diesel
PORTSMOUTH | PORTSMOUTH GARAGE (D.O.T.) | 171 ANTHONY RD | UST-1287 | State Government | 5 | 1984-10-09 | Permanently Closed | 275 | Gasoline
PORTSMOUTH | PORTSMOUTH GARAGE (D.O.T.) | 171 ANTHONY RD | UST-1287 | State Government | 6 | 1984-10-09 | Permanently Closed | 1000 | Other
PORTSMOUTH | PORTSMOUTH GARAGE (D.O.T.) | 171 ANTHONY RD | UST-1287 | State Government | 7 | 1984-10-09 | Permanently Closed | 2000 | Heating Oil No.2
PORTSMOUTH | PORTSMOUTH GARAGE (D.O.T.) | 171 ANTHONY RD | UST-1287 | State Government | 8 | 1998-12-14 | Permanently Closed | 6000 | Gasoline | Double Walled
PORTSMOUTH | PORTSMOUTH GARAGE (D.O.T.) | 171 ANTHONY RD | UST-1287 | State Government | 9 | 1998-12-14 | Permanently Closed | 6000 | Diesel | Double Walled
PORTSMOUTH | PORTSMOUTH GARAGE (D.O.T.) | 171 ANTHONY RD | UST-1287 | State Government | 10 | 1999-04-26 | Permanently Closed | 2000 | Heating Oil No.2 | Double Walled
PORTSMOUTH | PORTSMOUTH GARAGE (D.O.T.) | 171 ANTHONY RD | UST-1287 | State Government | 11 | null | Permanently Closed | 1000 | Unknown
PORTSMOUTH | PORTSMOUTH HIGH SCHOOL | EDUCATION LN | UST-3709 | Education - Town | 1 | 1963-08-01 | Permanently Closed | 8000 | Heating Oil No.4
PORTSMOUTH | PORTSMOUTH HIGH SCHOOL | EDUCATION LN | UST-3709 | Education - Town | 2 | 1963-08-01 | Permanently Closed | 8000 | Heating Oil No.4
PORTSMOUTH | PORTSMOUTH HIGH SCHOOL | EDUCATION LN | UST-3709 | Education - Town | 3 | 1957-08-01 | Permanently Closed | 5000 | Heating Oil No.4
PORTSMOUTH | PORTSMOUTH MEDICAL CENTER | 161 CHASE RD | UST-3808 | Commercials | 1 | 1986-07-01 | Permanently Closed | 1000 | Heating Oil No.2
PORTSMOUTH | PORTSMOUTH MIDDLE SCHOOL | JEPSON LN | UST-3710 | Education - Town | 1 | 1970-08-01 | Permanently Closed | 10000 | Heating Oil No.4
PORTSMOUTH | PORTSMOUTH MIDDLE SCHOOL | JEPSON LN | UST-3710 | Education - Town | 2 | 1970-08-01 | Permanently Closed | 10000 | Heating Oil No.4
PORTSMOUTH | PORTSMOUTH MULTI URPOSE SENIOR CENTER | 110 BRISTOL FERRY RD | UST-18269 | City/Town Government | 1 | 1984-10-09 | Permanently Closed | 2000 | Heating Oil No.2
PORTSMOUTH | PORTSMOUTH POLICE DEPARTMENT | 2270 EAST MAIN RD | UST-2785 | City/Town Government | 1 | 1975-08-01 | Permanently Closed | 6000 | Gasoline
PORTSMOUTH | PORTSMOUTH POLICE DEPARTMENT | 2270 EAST MAIN RD | UST-2785 | City/Town Government | 2 | 1975-08-01 | Permanently Closed | 3000 | Heating Oil No.2 | Single Walled | 2019-04-25
PORTSMOUTH | PORTSMOUTH STATE POLICE | 838 EAST MAIN RD | UST-15124 | State Government | 1 | 1984-10-09 | Permanently Closed | 1000 | Gasoline
PORTSMOUTH | PORTSMOUTH STATE POLICE | 838 EAST MAIN RD | UST-15124 | State Government | 2 | 1984-10-09 | Permanently Closed | 1000 | Heating Oil No.2
PORTSMOUTH | PORTSMOUTH WATER/FIRE DIST.-MAIN OFFICE | 1944 EAST MAIN RD | UST-3283 | City/Town Government | 1 | 1978-12-01 | Permanently Closed | 560 | Diesel
PORTSMOUTH | PRUDENCE ISLAND TOWN BARN | 1351 NARRAGANSETT AVE | UST-2786 | City/Town Government | 1 | 1984-10-09 | Permanently Closed | 3000 | Gasoline
PORTSMOUTH | PRUDENCE VARIETY (HOMESTEAD SERVICE STATION) | 837 NARRAGANSETT (HOMESTEAD DOCK) AVE | UST-3431 | Gasoline Station | 1 | 1981-08-01 | Permanently Closed | 2000 | Gasoline | Single Walled
PORTSMOUTH | QUONSETT VIEW FARM | 895 MIDDLE RD | UST-18328 | Farm | 1 | 1984-10-09 | Permanently Closed | 3000 | Gasoline
PORTSMOUTH | R.S. PHELPS | 991 MIDDLE RD | UST-15298 | Private Residence | 1 | 1984-10-09 | Permanently Closed | 500 | Gasoline
PORTSMOUTH | RAMADA INN | 144 ATHONY RD | UST-17148 | Commercials | 1 | 1984-10-09 | Permanently Closed | 1000 | Heating Oil No.2
PORTSMOUTH | RAYTHEON TECHNOLOGIES | 1847 WEST MAIN RD | UST-310 | Commercials | 1 | 1961-03-01 | Permanently Closed | 8350 | Heating Oil No.6
PORTSMOUTH | RAYTHEON TECHNOLOGIES | 1847 WEST MAIN RD | UST-310 | Commercials | 2 | 1985-01-01 | Permanently Closed | 10000 | Heating Oil No.2
PORTSMOUTH | RAYTHEON TECHNOLOGIES | 1847 WEST MAIN RD | UST-310 | Commercials | 3 | 1961-03-01 | Permanently Closed | 8350 | Heating Oil No.6
PORTSMOUTH | RAYTHEON TECHNOLOGIES | 1847 WEST MAIN RD | UST-310 | Commercials | 4 | 1986-01-01 | Permanently Closed | 10000 | Heating Oil No.6
PORTSMOUTH | RAYTHEON TECHNOLOGIES | 1847 WEST MAIN RD | UST-310 | Commercials | 5 | 1975-03-01 | Permanently Closed | 1000 | Heating Oil No.2
PORTSMOUTH | RAYTHEON TECHNOLOGIES | 1847 WEST MAIN RD | UST-310 | Commercials | 6 | 1966-03-01 | Permanently Closed | 10500 | Heating Oil No.2
PORTSMOUTH | RAYTHEON TECHNOLOGIES | 1847 WEST MAIN RD | UST-310 | Commercials | 7 | 1990-05-01 | Permanently Closed | 10000 | Heating Oil No.2 | Double Walled
PORTSMOUTH | RAYTHEON TECHNOLOGIES | 1847 WEST MAIN RD | UST-310 | Commercials | 8 | 1979-03-01 | Permanently Closed | 10000 | Heating Oil No.2
PORTSMOUTH | RAYTHEON TECHNOLOGIES | 1847 WEST MAIN RD | UST-310 | Commercials | 9 | 1982-01-01 | Permanently Closed | 10000 | Heating Oil No.2
PORTSMOUTH | RAYTHEON TECHNOLOGIES | 1847 WEST MAIN RD | UST-310 | Commercials | 10 | 1982-01-01 | Permanently Closed | 1500 | Heating Oil No.2
PORTSMOUTH | RAYTHEON TECHNOLOGIES | 1847 WEST MAIN RD | UST-310 | Commercials | 11 | 1983-03-01 | Permanently Closed | 1000 | Diesel
PORTSMOUTH | RAYTHEON TECHNOLOGIES | 1847 WEST MAIN RD | UST-310 | Commercials | 12 | 1986-01-01 | Permanently Closed | 2000 | Heating Oil No.2
PORTSMOUTH | RAYTHEON TECHNOLOGIES | 1847 WEST MAIN RD | UST-310 | Commercials | 13 | 1988-02-01 | Permanently Closed | 1000 | Diesel | Single Walled
PORTSMOUTH | RAYTHEON TECHNOLOGIES | 1847 WEST MAIN RD | UST-310 | Commercials | 14 | 1988-02-01 | Permanently Closed | 10000 | Heating Oil No.2 | Double Walled
PORTSMOUTH | RAYTHEON TECHNOLOGIES | 1847 WEST MAIN RD | UST-310 | Commercials | 15 | 1998-10-13 | Permanently Closed | 10000 | Heating Oil No.2 | Double Walled
PORTSMOUTH | RAYTHEON TECHNOLOGIES | 1847 WEST MAIN RD | UST-310 | Commercials | 16 | 1998-10-13 | Permanently Closed | 10000 | Heating Oil No.2 | Double Walled
PORTSMOUTH | RAYTHEON TECHNOLOGIES | 1847 WEST MAIN RD | UST-310 | Commercials | 17 | 1998-10-13 | Permanently Closed | 1500 | Diesel | Double Walled
PORTSMOUTH | RAYTHEON TECHNOLOGIES | 1847 WEST MAIN RD | UST-310 | Commercials | 18 | 1998-10-13 | Permanently Closed | 2000 | Diesel | Double Walled
PORTSMOUTH | RAYTHEON TECHNOLOGIES | 1847 WEST MAIN RD | UST-310 | Commercials | 19 | 1999-12-13 | Permanently Closed | 10000 | Heating Oil No.2 | Double Walled
PORTSMOUTH | RAYTHEON TECHNOLOGIES | 1847 WEST MAIN RD | UST-310 | Commercials | 20 | 2005-12-30 | Permanently Closed | 10000 | Heating Oil No.2 | Double Walled
PORTSMOUTH | RAYTHEON TECHNOLOGIES | 1847 WEST MAIN RD | UST-310 | Commercials | 21 | 2006-11-08 | Permanently Closed | 1000 | Diesel | Double Walled
PORTSMOUTH | RESIDENTIAL PROPERTY | 26 HOLMAN ST | UST-4604 | Private Residence | 1 | 1984-10-09 | Permanently Closed | 1500 | Heating Oil No.2
PORTSMOUTH | RI DOT HIGHWAY GARAGE | BOYD LN | UST-2189 | Commercials | 1 | 1980-06-01 | Permanently Closed | 9200 | Diesel
PORTSMOUTH | RI DOT HIGHWAY GARAGE | BOYD LN | UST-2189 | Commercials | 2 | 1980-06-01 | Permanently Closed | 3000 | Diesel
PORTSMOUTH | ROGER MATHIEU PROPERTY | 346 PARK AVE | UST-19042 | Commercials | 1 | 1984-10-09 | Permanently Closed | 500 | Heating Oil No.2
PORTSMOUTH | ROGER MATHIEU PROPERTY | 346 PARK AVE | UST-19042 | Commercials | 2 | 1984-10-09 | Permanently Closed | 275 | Heating Oil No.2
PORTSMOUTH | SAKONNET VIEW ELDERLY HOUSING | EAST MAIN RD | UST-18301 | Commercials | 1 | 1997-08-07 | In Use | 5000 | Heating Oil No.2 | Double Walled
PORTSMOUTH | SALISBURY PROPERTIES | EAST MAIN RD | UST-15690 | Commercials | 1 | 1984-10-09 | Permanently Closed | 550 | Heating Oil No.2
PORTSMOUTH | SANDY POINT FARMS | ADAMS RD | UST-16524 | Farm | 1 | 1984-10-09 | Permanently Closed | 275 | Heating Oil No.2
PORTSMOUTH | SANDY POINT FARMS | ADAMS RD | UST-16524 | Farm | 2 | 1984-10-09 | Permanently Closed | 550 | Heating Oil No.2
PORTSMOUTH | SEAFARE RESIDENCES TOWNHOMES | 3352 EAST MAIN RD | UST-4699 | Multiple Residence | 1 | 1984-10-09 | Permanently Closed | 300 | Gasoline | Single Walled
PORTSMOUTH | SOUTH PRUDENCE STATE PARK | SOUTH PRUDENCE ISLAND | UST-15229 | State Government | 1 | 1984-10-09 | Permanently Closed | 10000 | Gasoline
PORTSMOUTH | SOUTH PRUDENCE STATE PARK | SOUTH PRUDENCE ISLAND | UST-15229 | State Government | 2 | 1984-10-09 | Permanently Closed | 10000 | Gasoline
PORTSMOUTH | SOUTH PRUDENCE STATE PARK | SOUTH PRUDENCE ISLAND | UST-15229 | State Government | 3 | 1984-10-09 | Permanently Closed | 2000 | Heating Oil No.2
PORTSMOUTH | SOUTH PRUDENCE STATE PARK | SOUTH PRUDENCE ISLAND | UST-15229 | State Government | 4 | 1984-10-09 | Permanently Closed | 2000 | Heating Oil No.2
PORTSMOUTH | SOUTH PRUDENCE STATE PARK | SOUTH PRUDENCE ISLAND | UST-15229 | State Government | 5 | 1984-10-09 | Permanently Closed | 1000 | Heating Oil No.2
PORTSMOUTH | SOUTH PRUDENCE STATE PARK | SOUTH PRUDENCE ISLAND | UST-15229 | State Government | 6 | 1984-10-09 | Permanently Closed | 1000 | Heating Oil No.2
PORTSMOUTH | SOUTH PRUDENCE STATE PARK | SOUTH PRUDENCE ISLAND | UST-15229 | State Government | 7 | 1984-10-09 | Permanently Closed | 500 | Heating Oil No.2
PORTSMOUTH | SOUTH PRUDENCE STATE PARK | SOUTH PRUDENCE ISLAND | UST-15229 | State Government | 8 | 1984-10-09 | Permanently Closed | 1000 | Heating Oil No.2
PORTSMOUTH | SOUTH PRUDENCE STATE PARK | SOUTH PRUDENCE ISLAND | UST-15229 | State Government | 9 | 1984-10-09 | Permanently Closed | 275 | Heating Oil No.2
PORTSMOUTH | SOUTH PRUDENCE STATE PARK | SOUTH PRUDENCE ISLAND | UST-15229 | State Government | 10 | 1984-10-09 | Permanently Closed | 275 | Heating Oil No.2
PORTSMOUTH | ST. BARNABAS CHURCH | 1697 EAST MAIN RD | UST-18473 | Other | 1 | 1984-10-09 | Permanently Closed | 3000 | Heating Oil No.2
PORTSMOUTH | ST. MARY'S CHURCH | 324 EAST MAIN RD | UST-18567 | Other | 1 | 1984-10-09 | Permanently Closed | 1000 | Heating Oil No.2
PORTSMOUTH | ST. PHILOMENA SCHOOL | 324 CORY''S LN | UST-3648 | Education Private | 1 | 1984-10-09 | Permanently Closed | 3000 | Heating Oil No.2
PORTSMOUTH | ST. PHILOMENA SCHOOL | 324 CORY''S LN | UST-3648 | Education Private | 2 | 1984-10-09 | Permanently Closed | 1000 | Heating Oil No.2
PORTSMOUTH | ST. PHILOMENA SCHOOL | 324 CORY''S LN | UST-3648 | Education Private | 3 | 1984-10-09 | Permanently Closed | 1000 | Heating Oil No.2
PORTSMOUTH | ST. PHILOMENA SCHOOL | 324 CORY''S LN | UST-3648 | Education Private | 4 | 1984-10-09 | Permanently Closed | 2000 | Heating Oil No.2
PORTSMOUTH | ST. PHILOMENA SCHOOL | 324 CORY''S LN | UST-3648 | Education Private | 5 | 1984-10-09 | Permanently Closed | 1000 | Heating Oil No.2
PORTSMOUTH | ST. PHILOMENA SCHOOL | 324 CORY''S LN | UST-3648 | Education Private | 6 | 1984-10-09 | Permanently Closed | 500 | Heating Oil No.2
PORTSMOUTH | STATE OF RHODE ISLAND GARAGE | LAWTON VALLEY | UST-16065 | State Government | 1 | 1984-10-09 | Permanently Closed | 1000 | Kerosene
PORTSMOUTH | STEVE'S AUTO REPAIR | 2311 WEST MAIN RD | UST-500 | Gasoline Station | 1 | 1984-10-09 | Permanently Closed | 4000 | Gasoline
PORTSMOUTH | STEVE'S AUTO REPAIR | 2311 WEST MAIN RD | UST-500 | Gasoline Station | 2 | 1984-10-09 | Permanently Closed | 3000 | Gasoline
PORTSMOUTH | STEVE'S AUTO REPAIR | 2311 WEST MAIN RD | UST-500 | Gasoline Station | 3 | 1984-10-09 | Permanently Closed | 3000 | Gasoline
PORTSMOUTH | STEVE'S AUTO REPAIR | 2311 WEST MAIN RD | UST-500 | Gasoline Station | 4 | 1984-10-09 | Permanently Closed | 550 | Heating Oil No.2
PORTSMOUTH | STEVE'S AUTO REPAIR | 2311 WEST MAIN RD | UST-500 | Gasoline Station | 5 | 1984-10-09 | Permanently Closed | 550 | Waste Oil
PORTSMOUTH | STONEBRIDGE MARINA | 17 POINT ST | UST-4265 | Commercials | 1 | 1984-10-09 | Permanently Closed | 1000 | Gasoline
PORTSMOUTH | TARANATH SHETTY | 446 WINDSTONE DR | UST-3707 | Private Residence | 1 | 1985-05-01 | In Use | 2000 | Heating Oil No.2
PORTSMOUTH | TONAMORA | 299 INDIAN AVE | UST-16939 | Other | 1 | 1984-10-09 | Permanently Closed | 275 | Gasoline
PORTSMOUTH | TONAMORA | 299 INDIAN AVE | UST-16939 | Other | 2 | 1984-10-09 | Permanently Closed | 2000 | Diesel
PORTSMOUTH | TPI, INC. (MELVILLE FAC.) | 225 ALEXANDER RD | UST-16558 | Industrial | 1 | 1978-09-01 | Permanently Closed | 10000 | Heating Oil No.2
PORTSMOUTH | TURKEY HILL PUMPING STATION | WEST MAIN RD | UST-3284 | City/Town Government | 1 | 1977-12-01 | Permanently Closed | 2000 | Diesel
PORTSMOUTH | U.S.P.S. | 3044 EAST MAIN RD | UST-2222 | Federal Government | 1 | 1963-03-01 | In Use | 1000 | Heating Oil No.2
PORTSMOUTH | UNION STREET PUMPING STATION | UNION ST | UST-3285 | City/Town Government | 1 | 1976-12-01 | Permanently Closed | 2000 | Diesel
PORTSMOUTH | VAN HOF NURSERIES, INC. | P.O. BOX 888 | UST-1552 | Farm | 1 | 1966-02-01 | Permanently Closed | 1000 | Gasoline
PORTSMOUTH | VAN HOF NURSERIES, INC. | P.O. BOX 888 | UST-1552 | Farm | 2 | 1976-02-01 | Permanently Closed | 400 | Heating Oil No.2
PORTSMOUTH | VAUCLUSE FARM, MAIN HOUSE | 380 WAPPING RD | UST-2654 | Commercials | 1 | 1984-10-09 | Permanently Closed | 8000 | Heating Oil No.2
PORTSMOUTH | VAUCLUSE FARM, MAIN HOUSE | 380 WAPPING RD | UST-2654 | Commercials | 2 | 1986-06-01 | Permanently Closed | 2000 | Heating Oil No.2
PORTSMOUTH | VAUCLUSE FARM, MAIN HOUSE | 380 WAPPING RD | UST-2654 | Commercials | 3 | 1984-10-09 | Permanently Closed | 750 | Gasoline
PORTSMOUTH | VENABLE RESIDENCE | 170 LAMBIE CIR | UST-4831 | Private Residence | 1 | null | Permanently Closed | 2000 | Heating Oil No.2 | Single Walled
PORTSMOUTH | VERIZON NEW ENGLAND, INC. (RI 336407) | 3199 EAST MAIN RD | UST-2579 | Commercials | 1 | 1984-10-09 | Permanently Closed | 1000 | Heating Oil No.2
PORTSMOUTH | VERIZON NEW ENGLAND, INC. (RI 336407) | 3199 EAST MAIN RD | UST-2579 | Commercials | 2 | 1987-02-01 | Permanently Closed | 1000 | Diesel | Double Walled
PORTSMOUTH | VERIZON NEW ENGLAND, INC. (RI 336407) | 3199 EAST MAIN RD | UST-2579 | Commercials | 3 | 1984-10-09 | Permanently Closed | 1000 | Diesel
PORTSMOUTH | VERIZON NEW ENGLAND, INC. (RI 336407) | 3199 EAST MAIN RD | UST-2579 | Commercials | 4 | 2006-01-03 | In Use | 2500 | Diesel | Double Walled
PORTSMOUTH | VIVIAN ELLIS RESIDENTIAL PROPERTY | 18 EYLER | UST-4373 | Private Residence | 1 | 1984-10-09 | Permanently Closed | 2000 | Heating Oil No.2
PORTSMOUTH | WEYHAUSER LUMBER | WEYHAUSER RD | UST-15585 | Commercials | 1 | 1984-10-09 | Permanently Closed | 500 | Heating Oil No.2
PORTSMOUTH | WEYHAUSER LUMBER | WEYHAUSER RD | UST-15585 | Commercials | 2 | 1984-10-09 | Permanently Closed | 500 | Heating Oil No.2
PORTSMOUTH | WEYHAUSER LUMBER | WEYHAUSER RD | UST-15585 | Commercials | 3 | 1984-10-09 | Permanently Closed | 1000 | Heating Oil No.2
PORTSMOUTH | WEYHAUSER LUMBER | WEYHAUSER RD | UST-15585 | Commercials | 4 | 1984-10-09 | Permanently Closed | 1500 | Heating Oil No.2
PORTSMOUTH | WEYHAUSER LUMBER | WEYHAUSER RD | UST-15585 | Commercials | 5 | 1984-10-09 | Permanently Closed | 1500 | Heating Oil No.2
PORTSMOUTH | WEYHAUSER LUMBER | WEYHAUSER RD | UST-15585 | Commercials | 6 | 1984-10-09 | Permanently Closed | 2000 | Heating Oil No.2
PORTSMOUTH | WILLIAM CONDON RESIDENCE | 161 FRANK COELHO DR | UST-19188 | Private Residence | 1 | 1984-10-09 | Permanently Closed | 2000 | Heating Oil No.2
PORTSMOUTH | YOSHINO PROPERTY | 432 WINDSTONE DR | UST-18798 | Private Residence | 1 | 1984-10-09 | Permanently Closed | 2000 | Unknown
PORTSMOUTH | ZUEHLKE RESIDENTIAL PROPERTY | 484 BRISTOL FERRY RD | UST-4209 | Private Residence | 1 | 1984-10-09 | Permanently Closed | 2000 | Heating Oil No.2
PROVIDENCE | 1 1 9 9 EDDY, INC. | P.O. BOX 604 | UST-2905 | Commercials | 1 | 1984-10-09 | Permanently Closed | 2500 | Heating Oil No.2
PROVIDENCE | 1 EMPIRE PLAZA COMMERCIAL PROPERTY | 1 EMPIRE PLZ | UST-4668 | Commercials | 1 | 1984-10-09 | Permanently Closed | 500 | Diesel
PROVIDENCE | 1 FULTON STREET COMMERCIAL BUILDING | 1 FULTON ST | UST-5010 | Commercials | 1 | null | Permanently Closed | 5000 | Heating Oil No.6
PROVIDENCE | 1 FULTON STREET COMMERCIAL BUILDING | 1 FULTON ST | UST-5010 | Commercials | 2 | null | Permanently Closed | 2500 | Heating Oil No.6
PROVIDENCE | 1 FULTON STREET COMMERCIAL BUILDING | 1 FULTON ST | UST-5010 | Commercials | 3 | null | Permanently Closed | 10000 | Heating Oil No.6
PROVIDENCE | 100 BOSWORTH ST. REALTY | 100 BOSWORTH ST | UST-3472 | Commercials | 1 | 1982-12-01 | Permanently Closed | 10000 | Heating Oil No.4
PROVIDENCE | 100 FREEMAN PARKWAY RESIDENCE | 100 FREEMAN PKWY | UST-4927 | Private Residence | 1 | null | Permanently Closed | 1000 | Heating Oil No.2 | Single Walled
PROVIDENCE | 100 MEDWAY PROPERTIES | 100 MEDWAY ST | UST-2405 | Commercials | 1 | 1965-05-01 | Permanently Closed | 2000 | Heating Oil No.2
PROVIDENCE | 101 PLAIN, LLC | 101 PLAIN ST | UST-3446 | Commercials | 1 | 1992-12-01 | Permanently Closed | 500 | Diesel | Double Walled
PROVIDENCE | 101 PLAIN, LLC | 101 PLAIN ST | UST-3446 | Commercials | 2 | 1984-10-09 | Permanently Closed | 1000 | Diesel | Double Walled
PROVIDENCE | 111 WAYLAND AVENUE | 111 WAYLAND AVE | UST-18834 | Commercials | 1 | 1984-10-09 | Permanently Closed | 1000 | Unknown
PROVIDENCE | 1140 NORTH MAIN STREET | 1140 NORTH MAIN ST | UST-2241 | Commercials | 1 | 1965-10-01 | Permanently Closed | 5000 | Heating Oil No.2
PROVIDENCE | 1140 NORTH MAIN STREET | 1140 NORTH MAIN ST | UST-2241 | Commercials | 2 | 1984-10-09 | Permanently Closed | 5000 | Gasoline
PROVIDENCE | 1140 NORTH MAIN STREET | 1140 NORTH MAIN ST | UST-2241 | Commercials | 3 | 1984-10-09 | Permanently Closed | 4000 | Gasoline
PROVIDENCE | 1197 BROAD STREET REALTY | 1197 BROAD ST | UST-16203 | Commercials | 1 | 1984-10-09 | Permanently Closed | 1000 | Heating Oil No.2
PROVIDENCE | 130 BAKER ST, LLC | 130 BAKER ST | UST-4517 | Commercials | 1 | 1984-10-09 | Permanently Closed | 1000 | Heating Oil No.2
PROVIDENCE | 14 PARKIS AVENUE PROPERTY | 14 PARKIS AVE | UST-4293 | Commercials | 1 | 1984-10-09 | Permanently Closed | 2000 | Heating Oil No.2
PROVIDENCE | 146 WEST, LLC | 146 WESTMINSTER ST | UST-4368 | Commercials | 1 | 1984-10-09 | Permanently Closed | 1500 | Heating Oil No.2 | Single Walled
PROVIDENCE | 15 PRATT STREET RESIDENCE | 15 PRATT ST | UST-4812 | Private Residence | 1 | null | Permanently Closed | 2000 | Heating Oil No.2 | Single Walled
PROVIDENCE | 159 PUTNAM STREET - PROVIDENCE | 159 PUTNAM ST | UST-4744 | Commercials | 1 | 1984-10-09 | Permanently Closed | 750 | Heating Oil No.2 | Single Walled
PROVIDENCE | 18 EIGHTH STREET COMMERCIAL BLDG | 18 EIGHTH ST | UST-4849 | Commercials | 1 | null | Permanently Closed | 1000 | Heating Oil No.2 | Single Walled
PROVIDENCE | 182-184 WATERMAN STREET | 182 WATERMAN ST | UST-4933 | Commercials | 1 | null | Permanently Closed | 1000 | Heating Oil No.2
PROVIDENCE | 189 BROADWAY | 189 BROADWAY | UST-5048 | Commercials | 1 | null | Permanently Closed | 550 | Heating Oil No.2 | Single Walled
PROVIDENCE | 1890 HOUSE | 254 WASHINGTON ST | UST-17369 | Other | 1 | 1984-10-09 | Permanently Closed | 250 | Diesel
PROVIDENCE | 19 GEORGE STREET ASSOCIATES | 19 GEORGE ST | UST-18765 | Commercials | 1 | 1984-10-09 | Permanently Closed | 1000 | Heating Oil No.2
PROVIDENCE | 19-23 SOUTH ANGELL ST. CONDOMINIUM ASSOC. | 19 SOUTH ANGELL ST | UST-4110 | Commercials | 1 | 1984-10-09 | Permanently Closed | 500 | Heating Oil No.2
PROVIDENCE | 200 RICHMOND STREET LLC | 200 RICHMOND ST | UST-3867 | Commercials | 1 | 1984-10-09 | Permanently Closed | 2500 | Heating Oil No.2
PROVIDENCE | 207 WICKENDEN STREET PROPERTY | 207 WICKENDEN ST | UST-4762 | Commercials | 1 | 1984-10-09 | Permanently Closed | 275 | Heating Oil No.2
PROVIDENCE | 21 DRYDEN LANE | 21 DRYDEN LN | UST-4921 | Industrial | 1 | null | Permanently Closed | 1500 | Heating Oil No.2
PROVIDENCE | 21 DRYDEN LANE | 21 DRYDEN LN | UST-4921 | Industrial | 2 | null | Permanently Closed | 1500 | Heating Oil No.2
PROVIDENCE | 212 WATERMAN ST COMMERCIAL BLDG | 212 WATERMAN ST | UST-4754 | Commercials | 1 | 1984-10-09 | Permanently Closed | 1000 | Heating Oil No.2
PROVIDENCE | 225 CAROLINA PROPERTIES | 225 CAROLINA AVE | UST-1428 | Commercials | 1 | 1950-08-01 | Permanently Closed | 3000 | Heating Oil No.2
PROVIDENCE | 225 CAROLINA PROPERTIES | 225 CAROLINA AVE | UST-1428 | Commercials | 2 | 1975-08-01 | Permanently Closed | 10000 | Heating Oil No.2
PROVIDENCE | 236 CHAPMAN STREET LLC COMMERCIAL FACILITY | 236 CHAPMAN ST | UST-4636 | Commercials | 1 | 1984-10-09 | Permanently Closed | 3000 | Heating Oil No.2
PROVIDENCE | 236 WESTMINSTER STREET COMMERCIAL BUILDING | 236 WESTMINSTER ST | UST-5011 | Commercials | 1 | null | Permanently Closed | 7500 | Heating Oil No.6
PROVIDENCE | 238 GANO, LLC | 238 GANO ST | UST-4507 | Commercials | 1 | 1984-10-09 | Permanently Closed | 1000 | Heating Oil No.2
PROVIDENCE | 25 SONOMA COURT | 25 SONOMA CT | UST-4801 | Commercials | 1 | 1984-10-09 | Permanently Closed | 1000 | Heating Oil No.2 | Single Walled
PROVIDENCE | 253 GEORGIA AVENUE BLDG | 253 GEORGIA AVE | UST-4928 | Industrial | 1 | null | In Use | 1500 | Heating Oil No.2
PROVIDENCE | 270 WESTMINSTER STREET COMMERCIAL BUILDING | 270 WESTMINSTER ST | UST-4776 | Commercials | 1 | 1984-10-09 | Permanently Closed | 3000 | Heating Oil No.2 | Single Walled
PROVIDENCE | 271 TOCKWOTTON STREET |  | UST-4908 | Commercials | 1 | null | Permanently Closed | 10000 | Gasoline
PROVIDENCE | 32 CUSTOM HOUSE PROPERTY | 32 CUSTOM HOUSE ST | UST-4652 | Commercials | 1 | 1984-10-09 | Permanently Closed | 1000 | Heating Oil No.2
PROVIDENCE | 365 EDDY STREET CONDO ASSOCIATION | 365 EDDY ST | UST-4135 | Commercials | 1 | 1984-10-09 | Permanently Closed | 275 | Heating Oil No.2
PROVIDENCE | 37 CUSHING ST. | 37 CUSHING ST | UST-4518 | Private Residence | 1 | 1984-10-09 | Permanently Closed | 2000 | Heating Oil No.2
PROVIDENCE | 395 ANGELL ASSOCIATES | 395 ANGELL ST | UST-16794 | Commercials | 1 | 1984-10-09 | Permanently Closed | 6000 | Heating Oil No.2
PROVIDENCE | 395 ANGELL ASSOCIATES | 395 ANGELL ST | UST-16794 | Commercials | 2 | 1984-10-09 | Permanently Closed | 500 | Heating Oil No.2
PROVIDENCE | 4 FAMILY RESIDENTIAL PROPERTY | 19 JAMES ST | UST-4478 | Multiple Residence | 1 | 1984-10-09 | Permanently Closed | 550 | Heating Oil No.2
PROVIDENCE | 450 ASSOCIATES COMMERCIAL BUILDING | 450 POTTERS AVE | UST-4047 | Commercials | 1 | 1984-10-09 | Permanently Closed | 5000 | Heating Oil No.2
PROVIDENCE | 50 NIANTIC AVENUE ASSOCIATES | 50 NIANTIC AVE | UST-149 | Industrial | 1 | 1968-03-01 | Permanently Closed | 3000 | Hazardous Substance
PROVIDENCE | 50 NIANTIC AVENUE ASSOCIATES | 50 NIANTIC AVE | UST-149 | Industrial | 2 | 1968-03-01 | Permanently Closed | 3000 | Hazardous Substance
PROVIDENCE | 50 NIANTIC AVENUE ASSOCIATES | 50 NIANTIC AVE | UST-149 | Industrial | 3 | 1968-03-01 | Permanently Closed | 3000 | Hazardous Substance
PROVIDENCE | 50 NIANTIC AVENUE ASSOCIATES | 50 NIANTIC AVE | UST-149 | Industrial | 4 | 1984-10-09 | Permanently Closed | 500 | Unknown
PROVIDENCE | 50 NIANTIC AVENUE ASSOCIATES | 50 NIANTIC AVE | UST-149 | Industrial | 5 | 1984-10-09 | Permanently Closed | 500 | Unknown
PROVIDENCE | 50 NIANTIC AVENUE ASSOCIATES | 50 NIANTIC AVE | UST-149 | Industrial | 6 | 1984-10-09 | Permanently Closed | 1000 | Unknown
PROVIDENCE | 50 NIANTIC AVENUE ASSOCIATES | 50 NIANTIC AVE | UST-149 | Industrial | 7 | 1984-10-09 | Permanently Closed | 1000 | Unknown
PROVIDENCE | 50 SPRAGUE STREET MILL BUILDING | 50 SPRAGUE ST | UST-4811 | Industrial | 1 | null | Permanently Closed | 2000 | Heating Oil No.2 | Single Walled
PROVIDENCE | 50 SPRAGUE STREET MILL BUILDING | 50 SPRAGUE ST | UST-4811 | Industrial | 2 | null | Permanently Closed | 700 | Heating Oil No.2 | Single Walled
PROVIDENCE | 556 ATWELLS AVENUE | 556 ATWELLS AVE | UST-4809 | Commercials | 1 | null | Permanently Closed | 10000 | Heating Oil No.4 | Single Walled
PROVIDENCE | 57 ASSOCIATES COMMERCIAL BUILDING | 165 ANGELL ST | UST-4144 | Commercials | 1 | 1984-10-09 | Permanently Closed | 1000 | Heating Oil No.2
PROVIDENCE | 60 SHIP STREET | 60 SHIP ST | UST-5054 | Commercials | 1 | null | Permanently Closed | 1000 | Heating Oil No.2
PROVIDENCE | 66 BRANCH AVENUE | 66 BRANCH AVE | UST-4914 | Commercials | 1 | null | Permanently Closed | 1000 | Unknown
PROVIDENCE | 66 SOUTH MAIN STREET, LLC | 66 SOUTH MAIN ST | UST-16647 | Other | 1 | 1984-10-09 | Permanently Closed | 2600 | Heating Oil No.4
PROVIDENCE | 663 ADMIRAL ST | 663 ADMIRAL ST | UST-4976 | Commercials | 1 | null | Permanently Closed | 5000 | Heating Oil No.2
PROVIDENCE | 68 DORRANCE STREET | 68 DORRANCE ST | UST-4739 | Commercials | 1 | 1984-10-09 | Permanently Closed | 6000 | Heating Oil No.2 | Single Walled
PROVIDENCE | 7 FAMILY RESIDENTIAL PROPERTY | 453 ANGELL ST | UST-4465 | Multiple Residence | 1 | 1984-10-09 | Permanently Closed | 1000 | Heating Oil No.2
PROVIDENCE | 7-ELEVEN #33338 | 546 ATWELLS AVE | UST-1987 | Gasoline Station | 1 | 1984-05-01 | Permanently Closed | 3000 | Diesel
PROVIDENCE | 7-ELEVEN #33338 | 546 ATWELLS AVE | UST-1987 | Gasoline Station | 2 | 1984-05-01 | Permanently Closed | 1000 | Heating Oil No.2
PROVIDENCE | 7-ELEVEN #33338 | 546 ATWELLS AVE | UST-1987 | Gasoline Station | 3 | 1984-05-01 | Permanently Closed | 4000 | Heating Oil No.2
PROVIDENCE | 7-ELEVEN #33338 | 546 ATWELLS AVE | UST-1987 | Gasoline Station | 4 | 2003-08-21 | In Use | 10000 | Gasoline | Double Walled | 2021-10-27
PROVIDENCE | 7-ELEVEN #33338 | 546 ATWELLS AVE | UST-1987 | Gasoline Station | 5 | 2003-08-21 | In Use | 10000 | Gasoline | Double Walled | 2021-10-27
PROVIDENCE | 7-ELEVEN #33406 | 270 BROAD ST | UST-19193 | Gasoline Station | 1 | 1984-10-09 | Permanently Closed | 500 | Heating Oil No.2
PROVIDENCE | 7-ELEVEN #33406 | 270 BROAD ST | UST-19193 | Gasoline Station | 2 | 2004-05-20 | In Use | 15000 | Gasoline |  | 2021-12-15
PROVIDENCE | 7-ELEVEN #33406 | 270 BROAD ST | UST-19193 | Gasoline Station | 3 | 2004-05-20 | In Use | 10000 | Gasoline |  | 2021-12-15
PROVIDENCE | 7-ELEVEN #33413 | 775 CRANSTON ST | UST-1182 | Gasoline Station | 1 | 1982-05-01 | Permanently Closed | 10000 | Gasoline | Single Walled
PROVIDENCE | 7-ELEVEN #33413 | 775 CRANSTON ST | UST-1182 | Gasoline Station | 2 | 1982-05-01 | Permanently Closed | 8000 | Gasoline | Single Walled
PROVIDENCE | 7-ELEVEN #33413 | 775 CRANSTON ST | UST-1182 | Gasoline Station | 3 | 1982-05-01 | Permanently Closed | 6000 | Gasoline | Single Walled
PROVIDENCE | 7-ELEVEN #33413 | 775 CRANSTON ST | UST-1182 | Gasoline Station | 4 | 1984-10-09 | Permanently Closed | 500 | Heating Oil No.2
PROVIDENCE | 7-ELEVEN #33413 | 775 CRANSTON ST | UST-1182 | Gasoline Station | 5 | 1984-10-09 | Permanently Closed | 500 | Waste Oil
PROVIDENCE | 7-ELEVEN #33413 | 775 CRANSTON ST | UST-1182 | Gasoline Station | 6 | 2004-09-02 | In Use | 15000 | Gasoline |  | 2021-11-08
PROVIDENCE | 7-ELEVEN #33413 | 775 CRANSTON ST | UST-1182 | Gasoline Station | 7 | 2004-09-02 | In Use | 10000 | Gasoline |  | 2021-11-08
PROVIDENCE | 70 CALVERLY STREET | 70 CALVERLY ST | UST-4808 | Commercials | 1 | null | Permanently Closed | 3000 | Diesel | Single Walled
PROVIDENCE | 70 SHIP STREET ASSOC., LLC | 70 SHIP ST | UST-3519 | Industrial | 1 | 1990-12-01 | Permanently Closed | 10000 | Heating Oil No.6 | Double Walled
PROVIDENCE | 75-81 LLOYD AVENUE CONDOMINIONS | 75-81 LLOYD AVE | UST-4957 | Multiple Residence | 1 | null | Permanently Closed | 1000 | Heating Oil No.2
PROVIDENCE | 77-79 WILLIAMS | 77-79 WILLIAMS ST | UST-18286 | Education Private | 1 | 1984-10-09 | Permanently Closed | 1000 | Heating Oil No.2
PROVIDENCE | 78 FOUNTAIN STREET | 78 FOUNTAIN ST | UST-4833 | State Government | 1 | null | Permanently Closed | 1000 | Unknown | Single Walled
PROVIDENCE | 78 FOUNTAIN STREET | 78 FOUNTAIN ST | UST-4833 | State Government | 2 | null | Permanently Closed | 4000 | Unknown | Single Walled
PROVIDENCE | 78 FOUNTAIN STREET | 78 FOUNTAIN ST | UST-4833 | State Government | 3 | null | Permanently Closed | 550 | Unknown | Single Walled
PROVIDENCE | 82 ALDRICH STREET | 82 ALDRICH ST | UST-19229 | Commercials | 1 | 1984-10-09 | Permanently Closed | 1000 | Heating Oil No.2
PROVIDENCE | 887 NORTH MAIN ST - COMMERCIAL PROPERTY | 887 NORTH MAIN ST | UST-4682 | Commercials | 1 | 1984-10-09 | Permanently Closed | 500 | Heating Oil No.2 | Single Walled
PROVIDENCE | 89 EDDY STREET COMMERCIAL BUILDING | 89 EDDY ST | UST-5008 | Commercials | 1 | null | Permanently Closed | 3000 | Heating Oil No.6
PROVIDENCE | 90 EDDY STREET COMMERCIAL BUILDING | 90 EDDY ST | UST-5009 | Commercials | 1 | null | Permanently Closed | 1000 | Heating Oil No.6
PROVIDENCE | 90-102 WESTMINSTER | 35 WEYBOSSET ST | UST-1361 | Commercials | 1 | 1984-10-09 | Permanently Closed | 2500 | Heating Oil No.4
PROVIDENCE | 90-102 WESTMINSTER | 35 WEYBOSSET ST | UST-1361 | Commercials | 2 | 1984-10-09 | Permanently Closed | 2500 | Heating Oil No.4
PROVIDENCE | 90-102 WESTMINSTER | 35 WEYBOSSET ST | UST-1361 | Commercials | 3 | 1984-10-09 | Permanently Closed | 2000 | Heating Oil No.2
PROVIDENCE | 90-102 WESTMINSTER | 35 WEYBOSSET ST | UST-1361 | Commercials | 4 | 1984-10-09 | Permanently Closed | 5000 | Heating Oil No.2
PROVIDENCE | 915 WESTMINSTER STREET | 915 WESTMINSTER ST | UST-4854 | Commercials | 1 | null | Permanently Closed | 2500 | Heating Oil No.2
PROVIDENCE | A. TARRO & SONS FUNERAL HOME | 425 BROADWAY | UST-3844 | Commercials | 1 | 1984-10-09 | Permanently Closed | 1000 | Heating Oil No.2
PROVIDENCE | A. TARRO & SONS FUNERAL HOME | 425 BROADWAY | UST-3844 | Commercials | 2 | 1984-10-09 | Permanently Closed | 1000 | Heating Oil No.2
PROVIDENCE | A.J. OSTER COMPANY | 50 SIMS AVE | UST-1799 | Commercials | 1 | 1984-10-09 | Permanently Closed | 4000 | Diesel
PROVIDENCE | A.J. OSTER COMPANY | 50 SIMS AVE | UST-1799 | Commercials | 2 | 1984-10-09 | Permanently Closed | 10000 | Diesel
PROVIDENCE | A.J. OSTER COMPANY | 50 SIMS AVE | UST-1799 | Commercials | 3 | 1984-10-09 | Permanently Closed | 10000 | Diesel
PROVIDENCE | A.J. OSTER COMPANY | 50 SIMS AVE | UST-1799 | Commercials | 4 | 1984-10-09 | Permanently Closed | 5000 | Diesel
PROVIDENCE | A.J. OSTER COMPANY | 50 SIMS AVE | UST-1799 | Commercials | 5 | 1984-10-09 | Permanently Closed | 3000 | Heating Oil No.2
PROVIDENCE | A.J. OSTER COMPANY | 50 SIMS AVE | UST-1799 | Commercials | 6 | 1984-10-09 | Permanently Closed | 13500 | Hazardous Substance
PROVIDENCE | A.J. OSTER COMPANY | 50 SIMS AVE | UST-1799 | Commercials | 7 | 1984-10-09 | Permanently Closed | 1500 | Heating Oil No.2
PROVIDENCE | A.J. OSTER COMPANY | 50 SIMS AVE | UST-1799 | Commercials | 8 | 1984-10-09 | Permanently Closed | 99999 | Unknown
PROVIDENCE | AAA NORTHEAST | 110 ROYAL LITTLE DR | UST-18504 | Commercials | 1 | 1999-11-12 | Permanently Closed | 6000 | Diesel | Double Walled
PROVIDENCE | AAMCO TRANSMISSIONS | 422 SILVER SPRING ST | UST-539 | Commercials | 1 | 1980-04-01 | Permanently Closed | 1000 | Heating Oil No.2
PROVIDENCE | ABA CONSTRUCTION | 849 NORTH MAIN ST | UST-15728 | Commercials | 1 | 1984-10-09 | Permanently Closed | 1000 | Heating Oil No.2
PROVIDENCE | ABA CONSTRUCTION | 849 NORTH MAIN ST | UST-15728 | Commercials | 2 | 1984-10-09 | Permanently Closed | 3000 | Heating Oil No.2
PROVIDENCE | ABAR COLOR LABS | 35 CORLISS ST | UST-15386 | Commercials | 1 | 1984-10-09 | Permanently Closed | 5000 | Diesel
PROVIDENCE | ABAR COLOR LABS | 35 CORLISS ST | UST-15386 | Commercials | 2 | 1984-10-09 | Permanently Closed | 5000 | Diesel
PROVIDENCE | ABAR COLOR LABS | 35 CORLISS ST | UST-15386 | Commercials | 3 | 1984-10-09 | Permanently Closed | 1500 | Waste Oil
PROVIDENCE | ABBOTT PARK REALTY | NORTH MAIN & FOURTH ST | UST-15075 | Other | 1 | 1984-10-09 | Permanently Closed | 2000 | Gasoline
PROVIDENCE | ABBOTT PARK REALTY | NORTH MAIN & FOURTH ST | UST-15075 | Other | 2 | 1984-10-09 | Permanently Closed | 2000 | Gasoline
PROVIDENCE | ABBOTT PARK REALTY | NORTH MAIN & FOURTH ST | UST-15075 | Other | 3 | 1984-10-09 | Permanently Closed | 2000 | Gasoline
PROVIDENCE | ABBOTT PARK REALTY | NORTH MAIN & FOURTH ST | UST-15075 | Other | 4 | 1984-10-09 | Permanently Closed | 1000 | Gasoline
PROVIDENCE | ABBOTT PARK REALTY | NORTH MAIN & FOURTH ST | UST-15075 | Other | 5 | 1984-10-09 | Permanently Closed | 1000 | Gasoline
PROVIDENCE | ABBOTT PARK REALTY | NORTH MAIN & FOURTH ST | UST-15075 | Other | 6 | 1984-10-09 | Permanently Closed | 1000 | Gasoline
PROVIDENCE | ABBOTT PARK REALTY | NORTH MAIN & FOURTH ST | UST-15075 | Other | 7 | 1984-10-09 | Permanently Closed | 1000 | Diesel
PROVIDENCE | ABC INC. | 375 PROMENADE ST | UST-16031 | Commercials | 1 | 1984-10-09 | Permanently Closed | 4000 | Diesel
PROVIDENCE | ABC INC. | 375 PROMENADE ST | UST-16031 | Commercials | 2 | 1984-10-09 | Permanently Closed | 4000 | Diesel
PROVIDENCE | ABC INC. | 375 PROMENADE ST | UST-16031 | Commercials | 3 | 1984-10-09 | Permanently Closed | 2000 | Diesel
PROVIDENCE | ABC PETROLEUM | 38 BOYD ST | UST-15740 | Commercials | 1 | 1984-10-09 | Permanently Closed | 5000 | Heating Oil No.2
PROVIDENCE | ABC PETROLEUM | 38 BOYD ST | UST-15740 | Commercials | 2 | 1984-10-09 | Permanently Closed | 5000 | Heating Oil No.2
PROVIDENCE | ABC PETROLEUM | 38 BOYD ST | UST-15740 | Commercials | 3 | 1984-10-09 | Permanently Closed | 250 | Unknown
PROVIDENCE | ACADEMY CARS INC. | 239 ACADEMY AVE | UST-16098 | Commercials | 1 | 1984-10-09 | Permanently Closed | 2000 | Gasoline
PROVIDENCE | ACADEMY CARS INC. | 239 ACADEMY AVE | UST-16098 | Commercials | 2 | 1984-10-09 | Permanently Closed | 1000 | Gasoline
PROVIDENCE | ACADEMY CARS INC. | 239 ACADEMY AVE | UST-16098 | Commercials | 3 | 1984-10-09 | Permanently Closed | 1000 | Gasoline
PROVIDENCE | ACADEMY CARS INC. | 239 ACADEMY AVE | UST-16098 | Commercials | 4 | 1984-10-09 | Permanently Closed | 500 | Waste Oil
PROVIDENCE | ADALINE KING | 857 EDDY ST | UST-16592 | Commercials | 1 | 1984-10-09 | Permanently Closed | 1000 | Heating Oil No.2
PROVIDENCE | ADAMS RESIDENTIAL PROPERTY | 111 WOODBINE ST | UST-3982 | Private Residence | 1 | 1984-10-09 | Permanently Closed | 2000 | Heating Oil No.2
PROVIDENCE | ADLER'S HARDWARE | 171 WICKENDEN ST | UST-4622 | Commercials | 1 | 1984-10-09 | Permanently Closed | 1000 | Heating Oil No.2
PROVIDENCE | ADMINISTRATIVE OFFICE/PROV. SCHOOL DEPT. | 379 WASHINGTON ST | UST-2999 | City/Town Government | 1 | 1984-10-09 | Permanently Closed | 5000 | Heating Oil No.2
PROVIDENCE | ADMIRAL PACKAGING, INC. | 10 ADMIRAL ST | UST-3340 | Industrial | 1 | 1976-04-01 | Permanently Closed | 2000 | Hazardous Substance
PROVIDENCE | ADMIRAL PACKAGING, INC. | 10 ADMIRAL ST | UST-3340 | Industrial | 2 | 1976-04-01 | Permanently Closed | 2000 | Hazardous Substance
PROVIDENCE | ADMIRAL PACKAGING, INC. | 10 ADMIRAL ST | UST-3340 | Industrial | 3 | 1976-04-01 | Permanently Closed | 2000 | Hazardous Substance
PROVIDENCE | ADMIRAL PACKAGING, INC. | 10 ADMIRAL ST | UST-3340 | Industrial | 4 | 1976-04-01 | Permanently Closed | 2000 | Hazardous Substance
PROVIDENCE | ADMIRAL PACKAGING, INC. | 10 ADMIRAL ST | UST-3340 | Industrial | 5 | 1984-04-01 | Permanently Closed | 2000 | Hazardous Substance
PROVIDENCE | ADMIRAL PACKAGING, INC. | 10 ADMIRAL ST | UST-3340 | Industrial | 6 | 1986-05-01 | Permanently Closed | 10000 | Heating Oil No.6
PROVIDENCE | ADMIRAL PACKAGING, INC. | 10 ADMIRAL ST | UST-3340 | Industrial | 7 | 1984-10-09 | Permanently Closed | 5000 | Heating Oil No.4
PROVIDENCE | ADMIRAL SERVICE | 337 ADMIRAL ST | UST-3296 | Gasoline Station | 1 | 1981-01-01 | Permanently Closed | 500 | Heating Oil No.2
PROVIDENCE | ADMIRAL SERVICE | 337 ADMIRAL ST | UST-3296 | Gasoline Station | 2 | 1981-01-01 | Permanently Closed | 1000 | Gasoline
PROVIDENCE | ADMIRAL SERVICE | 337 ADMIRAL ST | UST-3296 | Gasoline Station | 3 | 1981-01-01 | Permanently Closed | 1000 | Gasoline
PROVIDENCE | ADMIRAL SERVICE | 337 ADMIRAL ST | UST-3296 | Gasoline Station | 4 | 1981-01-01 | Permanently Closed | 2000 | Gasoline
PROVIDENCE | ADMIRAL STREET FIRE STATION | 406 ADMIRAL ST | UST-3262 | City/Town Government | 1 | 1984-10-09 | Permanently Closed | 1000 | Heating Oil No.2
PROVIDENCE | ADMIRAL STREET FIRE STATION | 406 ADMIRAL ST | UST-3262 | City/Town Government | 2 | 1984-10-09 | Permanently Closed | 500 | Diesel
PROVIDENCE | ADMIRAL STREET FIRE STATION | 406 ADMIRAL ST | UST-3262 | City/Town Government | 3 | 1984-10-09 | Permanently Closed | 500 | Gasoline
PROVIDENCE | ADVENT HOUSE | 96 LINWOOD ST | UST-16345 | Other | 1 | 1984-10-09 | Permanently Closed | 2000 | Heating Oil No.2
PROVIDENCE | ADVENT HOUSE II | 126 LINWOOD ST | UST-16801 | Other | 1 | 1984-10-09 | Permanently Closed | 1000 | Heating Oil No.2
PROVIDENCE | ADVENT HOUSE II | 126 LINWOOD ST | UST-16801 | Other | 2 | 1984-10-09 | Permanently Closed | 1000 | Heating Oil No.2
PROVIDENCE | AGNES STREET WAREHOUSE | 30 AGNES ST | UST-4072 | Commercials | 1 | 1984-10-09 | Permanently Closed | 275 | Heating Oil No.2
PROVIDENCE | AIDS CARE OCEAN STATE FACILITY | 22 PARKIS AVE | UST-4612 | Multiple Residence | 1 | 1984-10-09 | Permanently Closed | 750 | Heating Oil No.2
PROVIDENCE | AIRWAY CLEANSERS | 380 ATWELLS AVE | UST-18672 | Commercials | 1 | 1984-10-09 | Permanently Closed | 1000 | Heating Oil No.2
PROVIDENCE | AL'S CITGO SERVICE | 820 HOPE ST | UST-321 | Commercials | 1 | 1978-03-01 | Permanently Closed | 2000 | Gasoline
PROVIDENCE | AL'S CITGO SERVICE | 820 HOPE ST | UST-321 | Commercials | 2 | 1955-03-01 | Permanently Closed | 3000 | Gasoline
PROVIDENCE | AL'S CITGO SERVICE | 820 HOPE ST | UST-321 | Commercials | 3 | 1978-03-01 | Permanently Closed | 2000 | Gasoline
PROVIDENCE | AL'S CITGO SERVICE | 820 HOPE ST | UST-321 | Commercials | 4 | 1955-03-01 | Permanently Closed | 3000 | Gasoline
PROVIDENCE | AL'S CITGO SERVICE | 820 HOPE ST | UST-321 | Commercials | 5 | 1955-03-01 | Permanently Closed | 3000 | Gasoline
PROVIDENCE | AL'S CITGO SERVICE | 820 HOPE ST | UST-321 | Commercials | 6 | 1965-03-01 | Permanently Closed | 550 | Waste Oil
PROVIDENCE | AL'S CITGO SERVICE | 820 HOPE ST | UST-321 | Commercials | 7 | 1965-03-01 | Permanently Closed | 550 | Heating Oil No.2
PROVIDENCE | AL'S CITGO SERVICE | 820 HOPE ST | UST-321 | Commercials | 8 | 1984-10-09 | Permanently Closed | 275 | Unknown
PROVIDENCE | AL'S CITGO SERVICE | 820 HOPE ST | UST-321 | Commercials | 9 | 1984-10-09 | Permanently Closed | 600 | Unknown
PROVIDENCE | ALAN SHAWN FEINSTEIN ELEMENTARY SCHOOL | 1450 BROAD ST | UST-2832 | Education - Town | 1 | 1900-09-01 | In Use | 8000 | Heating Oil No.2
PROVIDENCE | ALAN SYMONDS RESIDENCE | 61 COOKE ST | UST-19112 | Private Residence | 1 | 1984-10-09 | Permanently Closed | 40 | Gasoline
PROVIDENCE | ALBERT CARLOTTI COMPANY | 160 NARRAGANSETT AVE | UST-16105 | Commercials | 1 | 1984-10-09 | Permanently Closed | 1500 | Heating Oil No.2
PROVIDENCE | ALEXANDER MOTORS, INC. | 842 ELMWOOD AVE | UST-15033 | Commercials | 1 | 1984-10-09 | Permanently Closed | 4000 | Other
PROVIDENCE | ALEXANDER MOTORS, INC. | 842 ELMWOOD AVE | UST-15033 | Commercials | 2 | 1984-10-09 | Permanently Closed | 4000 | Other
PROVIDENCE | ALEXANDER MOTORS, INC. | 842 ELMWOOD AVE | UST-15033 | Commercials | 3 | 1984-10-09 | Permanently Closed | 6000 | Other
PROVIDENCE | ALEXANDER MOTORS, INC. | 842 ELMWOOD AVE | UST-15033 | Commercials | 4 | 1984-10-09 | Permanently Closed | 500 | Heating Oil No.2
PROVIDENCE | ALEXANDER RESIDENCE | 120 GROTTO AVE | UST-4839 | Private Residence | 1 | null | Permanently Closed | 500 | Other | Single Walled
PROVIDENCE | ALL CAR RENTAL & LOAN | 539 CHARLES ST | UST-15953 | Commercials | 1 | 1984-10-09 | Permanently Closed | 1000 | Gasoline
PROVIDENCE | ALL CAR RENTAL & LOAN | 539 CHARLES ST | UST-15953 | Commercials | 2 | 1984-10-09 | Permanently Closed | 1000 | Gasoline
PROVIDENCE | ALL CAR RENTAL & LOAN | 539 CHARLES ST | UST-15953 | Commercials | 3 | 1984-10-09 | Permanently Closed | 1000 | Gasoline
PROVIDENCE | ALL CAR RENTAL & LOAN | 539 CHARLES ST | UST-15953 | Commercials | 4 | 1984-10-09 | Permanently Closed | 2000 | Gasoline
PROVIDENCE | ALL CAR RENTAL & LOAN | 539 CHARLES ST | UST-15953 | Commercials | 5 | 1984-10-09 | Permanently Closed | 550 | Waste Oil
PROVIDENCE | ALLEN & READ COMPANY | 124 NARRAGANSETT AVE | UST-15871 | Commercials | 1 | 1984-10-09 | Permanently Closed | 5000 | Heating Oil No.4
PROVIDENCE | ALLENS AVENUE AUTO RECYCLING AND SALES | 75 ELLENFIELD ST | UST-4360 | Commercials | 1 | 1984-10-09 | Permanently Closed | 1000 | Diesel
PROVIDENCE | ALLENS AVENUE AUTO RECYCLING AND SALES | 75 ELLENFIELD ST | UST-4360 | Commercials | 2 | 1984-10-09 | Permanently Closed | 1000 | Heating Oil No.2
PROVIDENCE | ALLENS AVENUE FIRE STATION | 776 ALLENS AVE | UST-3261 | City/Town Government | 1 | 1984-10-09 | Permanently Closed | 1000 | Heating Oil No.2
PROVIDENCE | ALLENS AVENUE FIRE STATION | 776 ALLENS AVE | UST-3261 | City/Town Government | 2 | 1984-10-09 | Permanently Closed | 550 | Diesel
PROVIDENCE | ALLENS AVENUE XTRA MART | 355 ALLENS AVE | UST-572 | Gasoline Station | 1 | 1987-05-01 | Permanently Closed | 10000 | Diesel | Single Walled | 2013-07-02
PROVIDENCE | ALLENS AVENUE XTRA MART | 355 ALLENS AVE | UST-572 | Gasoline Station | 2 | 1987-05-01 | Permanently Closed | 4000 | Gasoline | Single Walled | 2013-07-02
PROVIDENCE | ALLENS AVENUE XTRA MART | 355 ALLENS AVE | UST-572 | Gasoline Station | 3 | 1984-10-09 | Permanently Closed | 10000 | Unknown
PROVIDENCE | ALLENS AVENUE XTRA MART | 355 ALLENS AVE | UST-572 | Gasoline Station | 4 | 1984-10-09 | Permanently Closed | 10000 | Unknown
PROVIDENCE | ALLENS AVENUE XTRA MART | 355 ALLENS AVE | UST-572 | Gasoline Station | 5 | 1984-10-09 | Permanently Closed | 300 | Heating Oil No.2
PROVIDENCE | ALLENS AVENUE XTRA MART | 355 ALLENS AVE | UST-572 | Gasoline Station | 6 | 1984-10-09 | Permanently Closed | 1000 | Gasoline
PROVIDENCE | ALLENS AVENUE XTRA MART | 355 ALLENS AVE | UST-572 | Gasoline Station | 7 | 1984-10-09 | Permanently Closed | 1000 | Kerosene
PROVIDENCE | ALLENS AVENUE XTRA MART | 355 ALLENS AVE | UST-572 | Gasoline Station | 8 | 1984-10-09 | Permanently Closed | 3000 | Diesel
PROVIDENCE | ALLENS AVENUE XTRA MART | 355 ALLENS AVE | UST-572 | Gasoline Station | 9 | 1984-10-09 | Permanently Closed | 3000 | Diesel
PROVIDENCE | ALLENS AVENUE XTRA MART | 355 ALLENS AVE | UST-572 | Gasoline Station | 10 | 1984-10-09 | Permanently Closed | 2000 | Diesel
PROVIDENCE | ALLENS AVENUE XTRA MART | 355 ALLENS AVE | UST-572 | Gasoline Station | 11 | 1984-10-09 | Permanently Closed | 1000 | Unknown
PROVIDENCE | ALLENS AVENUE XTRA MART | 355 ALLENS AVE | UST-572 | Gasoline Station | 12 | 1984-10-09 | Permanently Closed | 2000 | Unknown
PROVIDENCE | ALLENS AVENUE XTRA MART | 355 ALLENS AVE | UST-572 | Gasoline Station | 13 | 1984-10-09 | Permanently Closed | 3000 | Diesel
PROVIDENCE | ALLENS AVENUE XTRA MART | 355 ALLENS AVE | UST-572 | Gasoline Station | 14 | 1984-10-09 | Permanently Closed | 1000 | Mixture
PROVIDENCE | ALLENS AVENUE XTRA MART | 355 ALLENS AVE | UST-572 | Gasoline Station | 15 | 1984-10-09 | Permanently Closed | 1000 | Mixture
PROVIDENCE | ALLENS AVENUE XTRA MART | 355 ALLENS AVE | UST-572 | Gasoline Station | 16 | 1984-10-09 | Permanently Closed | 25000 | Heating Oil No.2
PROVIDENCE | ALLENS MANUFACTURING CO., INC. | 89 SHIPYARD ST | UST-3680 | Industrial | 1 | 1978-07-01 | Permanently Closed | 3000 | Heating Oil No.2
PROVIDENCE | ALLIANCE MOTOR SALES & SERVICE, INC. | 252 MANTON AVE | UST-3586 | Commercials | 1 | 1984-10-09 | Permanently Closed | 1000 | Unknown
PROVIDENCE | ALLIANCE MOTOR SALES & SERVICE, INC. | 252 MANTON AVE | UST-3586 | Commercials | 2 | 1984-10-09 | Permanently Closed | 1000 | Unknown
PROVIDENCE | ALLIANCE MOTOR SALES & SERVICE, INC. | 252 MANTON AVE | UST-3586 | Commercials | 3 | 1984-10-09 | Permanently Closed | 1000 | Unknown
PROVIDENCE | ALLIANCE MOTOR SALES & SERVICE, INC. | 252 MANTON AVE | UST-3586 | Commercials | 4 | 1984-10-09 | Permanently Closed | 250 | Waste Oil
PROVIDENCE | ALLIED BUSINESS FORMS | 333 BUCKLIN ST | UST-16450 | Commercials | 1 | 1984-10-09 | Permanently Closed | 1500 | Heating Oil No.2
PROVIDENCE | ALLIED BUSINESS FORMS | 333 BUCKLIN ST | UST-16450 | Commercials | 2 | 1984-10-09 | Permanently Closed | 1000 | Heating Oil No.2
PROVIDENCE | ALLIED BUSINESS FORMS | 333 BUCKLIN ST | UST-16450 | Commercials | 3 | 1984-10-09 | Permanently Closed | 1000 | Heating Oil No.2
PROVIDENCE | ALLIED METAL FINISHING CO., INC. | 43 BUCKLIN ST | UST-3175 | Commercials | 1 | 1984-10-09 | Permanently Closed | 3000 | Heating Oil No.2
PROVIDENCE | ALPHA RESEARCH ASSOCIATES | 150 SMITH ST | UST-15076 | Gasoline Station | 1 | 1984-10-09 | Permanently Closed | 2000 | Gasoline
PROVIDENCE | ALPHA RESEARCH ASSOCIATES | 150 SMITH ST | UST-15076 | Gasoline Station | 2 | 1984-10-09 | Permanently Closed | 4000 | Gasoline
PROVIDENCE | ALPHA RESEARCH ASSOCIATES | 150 SMITH ST | UST-15076 | Gasoline Station | 3 | 1984-10-09 | Permanently Closed | 500 | Waste Oil
PROVIDENCE | ALPHA RESEARCH ASSOCIATES | 150 SMITH ST | UST-15076 | Gasoline Station | 4 | 1984-10-09 | Permanently Closed | 2000 | Heating Oil No.2
PROVIDENCE | ALPHEUS PACKARD CONDO. ASSOCIATION | 275 ANGELL ST | UST-19194 | Multiple Residence | 1 | 1984-10-09 | Permanently Closed | 500 | Heating Oil No.2
PROVIDENCE | ALUMINUM AND COPPER RECYCLING | 68 SALEM ST | UST-3931 | Commercials | 1 | 1984-10-09 | Permanently Closed | 15000 | Heating Oil No.2
PROVIDENCE | ALUMNI HOUSE (JOHNSON & WALES UNIV.) | 1146 NARRAGANSETT BLVD | UST-16915 | Education Private | 1 | 1984-10-09 | Permanently Closed | 2500 | Heating Oil No.2
PROVIDENCE | AMBASSADOR APARTMENTS | 77 PITMAN ST | UST-19219 | Commercials | 1 | 1984-10-09 | Permanently Closed | 2000 | Heating Oil No.2
PROVIDENCE | AMERICAN CHEMICAL WORKS COMPANY | 365 CHARLES ST | UST-15938 | Industrial | 1 | 1984-10-09 | Permanently Closed | 1000 | Heating Oil No.2
PROVIDENCE | AMERICAN CHEMICAL WORKS COMPANY | 365 CHARLES ST | UST-15938 | Industrial | 2 | 1984-10-09 | Permanently Closed | 1000 | Heating Oil No.2
PROVIDENCE | AMERICAN EQUIPMENT RENTALS | 1 FIELDS POINT DR | UST-1055 | Commercials | 1 | 1985-12-01 | Permanently Closed | 10000 | Diesel | Single Walled
PROVIDENCE | AMERICAN EQUIPMENT RENTALS | 1 FIELDS POINT DR | UST-1055 | Commercials | 2 | 1985-12-01 | Permanently Closed | 10000 | Diesel | Single Walled
PROVIDENCE | AMERICAN EQUIPMENT RENTALS | 1 FIELDS POINT DR | UST-1055 | Commercials | 3 | 1985-12-01 | Permanently Closed | 10000 | Gasoline | Single Walled
PROVIDENCE | AMERICAN EQUIPMENT RENTALS | 1 FIELDS POINT DR | UST-1055 | Commercials | 4 | 1985-12-01 | Permanently Closed | 1000 | Waste Oil
PROVIDENCE | AMERICAN TOURISTER, INC. | 81 WILD ST | UST-1976 | Industrial | 1 | 1984-10-09 | Permanently Closed | 3000 | Gasoline
PROVIDENCE | AMI TRUCKLEASE CORPORATION | 895 ELMWOOD AVE | UST-57 | Commercials | 1 | 1984-02-01 | Permanently Closed | 10000 | Diesel
PROVIDENCE | AMI TRUCKLEASE CORPORATION | 895 ELMWOOD AVE | UST-57 | Commercials | 2 | 1970-02-01 | Permanently Closed | 4000 | Gasoline
PROVIDENCE | AMI TRUCKLEASE CORPORATION | 895 ELMWOOD AVE | UST-57 | Commercials | 3 | 1978-04-01 | Permanently Closed | 1000 | Waste Oil
PROVIDENCE | AMI TRUCKLEASE CORPORATION | 895 ELMWOOD AVE | UST-57 | Commercials | 4 | 1984-10-09 | Permanently Closed | 2000 | Heating Oil No.2
PROVIDENCE | AMICA MUTUAL INSURANCE COMPANY | 1 BAKER ST | UST-684 | Commercials | 1 | 1974-04-01 | Permanently Closed | 5000 | Gasoline
PROVIDENCE | AMTRAK PROVIDENCE FUEL FAC. | 309 SILVER SPRING ST | UST-3113 | Federal Government | 1 | 1985-07-01 | Permanently Closed | 10000 | Diesel
PROVIDENCE | AMTRAK PROVIDENCE FUEL FAC. | 309 SILVER SPRING ST | UST-3113 | Federal Government | 2 | 1985-07-01 | Permanently Closed | 10000 | Gasoline
PROVIDENCE | ANDREWS TRANSPORTATION CORPORATION | 388 VEAZIE ST | UST-2858 | Commercials | 1 | 1984-10-09 | Permanently Closed | 5000 | Diesel
PROVIDENCE | ANDREWS TRANSPORTATION CORPORATION | 388 VEAZIE ST | UST-2858 | Commercials | 2 | 1984-10-09 | Permanently Closed | 3000 | Diesel
PROVIDENCE | ANGELTON PROPERTY | 132 ELTON ST | UST-4180 | Multiple Residence | 1 | 1984-10-09 | Permanently Closed | 2000 | Heating Oil No.2
PROVIDENCE | ANNA TRAMONTI, ESTATE OF | 365 BROADWAY | UST-17104 | Commercials | 1 | 1984-10-09 | Permanently Closed | 1000 | Gasoline
PROVIDENCE | ANNA TRAMONTI, ESTATE OF | 365 BROADWAY | UST-17104 | Commercials | 2 | 1984-10-09 | Permanently Closed | 1000 | Gasoline
PROVIDENCE | ANNA TRAMONTI, ESTATE OF | 365 BROADWAY | UST-17104 | Commercials | 3 | 1984-10-09 | Permanently Closed | 1000 | Gasoline
PROVIDENCE | ANNA TRAMONTI, ESTATE OF | 365 BROADWAY | UST-17104 | Commercials | 4 | 1984-10-09 | Permanently Closed | 1000 | Gasoline
PROVIDENCE | ANNA TRAMONTI, ESTATE OF | 365 BROADWAY | UST-17104 | Commercials | 5 | 1984-10-09 | Permanently Closed | 500 | Waste Oil
PROVIDENCE | ANTIQUE DEALERS | 53 ASHBURTON ST | UST-4258 | Commercials | 1 | 1984-10-09 | Permanently Closed | 550 | Heating Oil No.2
PROVIDENCE | ANTIQUE DEALERS | 53 ASHBURTON ST | UST-4258 | Commercials | 2 | 1984-10-09 | Permanently Closed | 1000 | Heating Oil No.2
PROVIDENCE | ANTONELLI PLATING COMPANY | 50 VALLEY ST | UST-2766 | Commercials | 1 | 1984-10-09 | Permanently Closed | 5000 | Heating Oil No.2
PROVIDENCE | ANTONELLI PLATING COMPANY | 50 VALLEY ST | UST-2766 | Commercials | 2 | 1984-10-09 | Permanently Closed | 1000 | Heating Oil No.2
PROVIDENCE | ANTONELLI PLATING COMPANY | 50 VALLEY ST | UST-2766 | Commercials | 3 | 1983-07-01 | Permanently Closed | 500 | Heating Oil No.2
PROVIDENCE | APARTMENT BUILDING | 51 ADELAIDE AVE | UST-19142 | Multiple Residence | 1 | 1984-10-09 | In Use | 500 | Heating Oil No.2
PROVIDENCE | APARTMENT COMPLEX | 3-5 CONVENT ST | UST-15540 | Commercials | 1 | 1984-10-09 | Permanently Closed | 800 | Heating Oil No.2
PROVIDENCE | APARTMENT HOUSE | 372-374 LLOYD AVE | UST-18198 | Other | 1 | 1984-10-09 | Permanently Closed | 1000 | Heating Oil No.2
PROVIDENCE | APARTMENTS (6 UNIT) | 44 GRAPE ST | UST-18814 | Other | 1 | 1984-10-09 | Permanently Closed | 1000 | Unknown
PROVIDENCE | APF LIMITED PARTNERSHIP (FORMER EARTHEN VESSEL) | 15 GORDON AVE/2 BAXTER ST | UST-17027 | Other | 1 | 1984-10-09 | Permanently Closed | 5000 | Heating Oil No.4
PROVIDENCE | APF LIMITED PARTNERSHIP (FORMER EARTHEN VESSEL) | 15 GORDON AVE/2 BAXTER ST | UST-17027 | Other | 2 | 1984-10-09 | Permanently Closed | 500 | Heating Oil No.2
PROVIDENCE | APF LIMITED PARTNERSHIP (FORMER EARTHEN VESSEL) | 15 GORDON AVE/2 BAXTER ST | UST-17027 | Other | 3 | 1984-10-09 | Permanently Closed | 900 | Heating Oil No.2
PROVIDENCE | ARBOR GLEN | 12 SOUTH LN | UST-16309 | Commercials | 1 | 1984-10-09 | Permanently Closed | 3000 | Heating Oil No.2
PROVIDENCE | ARBOR GLEN | 12 SOUTH LN | UST-16309 | Commercials | 2 | 1984-10-09 | Permanently Closed | 3000 | Heating Oil No.2
PROVIDENCE | ARBOR GLEN | 12 SOUTH LN | UST-16309 | Commercials | 3 | 1984-10-09 | Permanently Closed | 3000 | Heating Oil No.2
PROVIDENCE | ARBOR GLEN | 12 SOUTH LN | UST-16309 | Commercials | 4 | 1984-10-09 | Permanently Closed | 3000 | Heating Oil No.2
PROVIDENCE | ARBOR GLEN | 12 SOUTH LN | UST-16309 | Commercials | 5 | 1984-10-09 | Permanently Closed | 3000 | Heating Oil No.2
PROVIDENCE | ARCADE GARAGE | 66 WEYBOSSET ST | UST-18421 | Commercials | 1 | 1984-06-01 | Permanently Closed | 550 | Diesel | Single Walled
PROVIDENCE | ARCHER MANUFACTURING COMPANY, IINC. | 50 EAGLE ST | UST-18744 | Industrial | 1 | 1984-10-09 | Permanently Closed | 7500 | Heating Oil No.6
PROVIDENCE | ARCHER MANUFACTURING COMPANY, IINC. | 50 EAGLE ST | UST-18744 | Industrial | 2 | 1984-10-09 | Permanently Closed | 1000 | Gasoline
PROVIDENCE | ARCO SERVICE STATION | BROAD AND SOMERSET | UST-15046 | Gasoline Station | 1 | 1980-07-01 | Permanently Closed | 8000 | Gasoline
PROVIDENCE | ARCO SERVICE STATION | BROAD AND SOMERSET | UST-15046 | Gasoline Station | 2 | 1980-07-01 | Permanently Closed | 8000 | Gasoline
PROVIDENCE | ARCO SERVICE STATION | BROAD AND SOMERSET | UST-15046 | Gasoline Station | 3 | 1980-07-01 | Permanently Closed | 6000 | Gasoline
PROVIDENCE | ARCO SERVICE STATION | BROAD AND SOMERSET | UST-15046 | Gasoline Station | 4 | 1980-07-01 | Permanently Closed | 550 | Heating Oil No.2
PROVIDENCE | ARCO SERVICE STATION | BROAD AND SOMERSET | UST-15046 | Gasoline Station | 5 | 1965-07-01 | Permanently Closed | 550 | Waste Oil
PROVIDENCE | ARCONIUM SPECIALITY ALLOYS | 400 HARRIS AVE | UST-16221 | Commercials | 1 | 1984-10-09 | Permanently Closed | 1000 | Heating Oil No.2
PROVIDENCE | ARDENTE SUPPLY CO., INC. | 404 VALLEY ST | UST-18264 | Commercials | 1 | 1984-10-09 | Permanently Closed | 1000 | Diesel
PROVIDENCE | ARGONNE JEWELRY CO., INC. | 45 BAKER ST | UST-2626 | Industrial | 1 | 1958-06-01 | Permanently Closed | 1500 | Heating Oil No.2
PROVIDENCE | ARMANDO'S MEAT MARKET | 1339 WESTMINSTER ST | UST-19156 | Commercials | 1 | 1984-10-09 | Permanently Closed | 1000 | Heating Oil No.2
PROVIDENCE | ARMBRUST CHAIN COMPANY | 735 ALLENS AVE | UST-1242 | Industrial | 1 | 1978-05-01 | Permanently Closed | 20000 | Heating Oil No.6
PROVIDENCE | ARMBRUST CHAIN COMPANY | 735 ALLENS AVE | UST-1242 | Industrial | 2 | 1993-07-01 | In Use | 20000 | Heating Oil No.6 | Double Walled
PROVIDENCE | ARMBRUST CHAIN COMPANY | 735 ALLENS AVE | UST-1242 | Industrial | 3 | 1965-05-01 | Permanently Closed | 1000 | Heating Oil No.2
PROVIDENCE | ARMBRUST CHAIN COMPANY | 735 ALLENS AVE | UST-1242 | Industrial | 4 | 1984-10-09 | Permanently Closed | 2000 | Heating Oil No.2
PROVIDENCE | ARMORY AUTO SUPPLY COMPANY | 1850 BROAD ST | UST-15174 | Commercials | 1 | 1984-10-09 | Permanently Closed | 4000 | Gasoline
PROVIDENCE | ARMORY AUTO SUPPLY COMPANY | 1850 BROAD ST | UST-15174 | Commercials | 2 | 1984-10-09 | Permanently Closed | 4000 | Gasoline
PROVIDENCE | ARMORY AUTO SUPPLY COMPANY | 1850 BROAD ST | UST-15174 | Commercials | 3 | 1984-10-09 | Permanently Closed | 2000 | Gasoline
PROVIDENCE | ARMORY AUTO SUPPLY COMPANY | 1850 BROAD ST | UST-15174 | Commercials | 4 | 1984-10-09 | Permanently Closed | 4000 | Gasoline
PROVIDENCE | ARMORY AUTO SUPPLY COMPANY | 1850 BROAD ST | UST-15174 | Commercials | 5 | 1984-10-09 | Permanently Closed | 550 | Waste Oil
PROVIDENCE | ARMORY REVIVAL CO. | 166 VALLEY ST | UST-4336 | Commercials | 1 | 1984-10-09 | Permanently Closed | 20000 | Heating Oil No.6
PROVIDENCE | ARMORY REVIVAL CO. | 166 VALLEY ST | UST-4336 | Commercials | 2 | 1984-10-09 | Permanently Closed | 20000 | Heating Oil No.6
PROVIDENCE | ARMORY REVIVAL CO. | 166 VALLEY ST | UST-4336 | Commercials | 3 | 1984-10-09 | Permanently Closed | 20000 | Heating Oil No.6
PROVIDENCE | ARMORY REVIVAL CO. | 166 VALLEY ST | UST-4336 | Commercials | 4 | 1984-10-09 | Permanently Closed | 20000 | Heating Oil No.6
PROVIDENCE | ARMORY REVIVAL CORPORATION | 99 MELROSE ST | UST-3917 | Commercials | 1 | 1984-10-09 | Permanently Closed | 1000 | Heating Oil No.2
PROVIDENCE | ARMORY REVIVAL GROUP | 388 WEST FOUNTAIN ST | UST-4235 | Commercials | 1 | 1984-10-09 | Permanently Closed | 1000 | Heating Oil No.2
PROVIDENCE | ARPAD MERVA | 731-751 EDDY ST | UST-16909 | Gasoline Station | 1 | 1984-10-09 | Permanently Closed | 3000 | Gasoline
PROVIDENCE | ARPAD MERVA | 731-751 EDDY ST | UST-16909 | Gasoline Station | 2 | 1984-10-09 | Permanently Closed | 3000 | Gasoline
PROVIDENCE | ARPAD MERVA | 731-751 EDDY ST | UST-16909 | Gasoline Station | 3 | 1984-10-09 | Permanently Closed | 4000 | Gasoline
PROVIDENCE | ARPAD MERVA | 731-751 EDDY ST | UST-16909 | Gasoline Station | 4 | 1984-10-09 | Permanently Closed | 2000 | Gasoline
PROVIDENCE | ARPAD MERVA | 731-751 EDDY ST | UST-16909 | Gasoline Station | 5 | 1984-10-09 | Permanently Closed | 4000 | Gasoline
PROVIDENCE | ARPAD MERVA | 731-751 EDDY ST | UST-16909 | Gasoline Station | 6 | 1984-10-09 | Permanently Closed | 500 | Heating Oil No.2
PROVIDENCE | ARPAD MERVA | 731-751 EDDY ST | UST-16909 | Gasoline Station | 7 | 1984-10-09 | Permanently Closed | 500 | Waste Oil
PROVIDENCE | ARPIN WILLIAMS KING FUNERAL HOME | 1040 ATWELLS AVE | UST-17078 | Commercials | 1 | 1984-10-09 | Permanently Closed | 1000 | Heating Oil No.2
PROVIDENCE | ARROW AUTO SALES | 433 HARTFORD AVE | UST-1547 | Gasoline Station | 1 | 1966-02-01 | Permanently Closed | 4000 | Gasoline
PROVIDENCE | ARROW AUTO SALES | 433 HARTFORD AVE | UST-1547 | Gasoline Station | 2 | 1966-02-01 | Permanently Closed | 3000 | Gasoline
PROVIDENCE | ARROW AUTO SALES | 433 HARTFORD AVE | UST-1547 | Gasoline Station | 3 | 1966-02-01 | Permanently Closed | 3000 | Gasoline
PROVIDENCE | ARROW AUTO SALES | 433 HARTFORD AVE | UST-1547 | Gasoline Station | 4 | 1966-02-01 | Permanently Closed | 3000 | Gasoline
PROVIDENCE | ARROW AUTO SALES | 433 HARTFORD AVE | UST-1547 | Gasoline Station | 5 | 1974-02-01 | Permanently Closed | 4000 | Gasoline
PROVIDENCE | ARROW AUTO SALES | 433 HARTFORD AVE | UST-1547 | Gasoline Station | 6 | 1984-10-09 | Permanently Closed | 275 | Heating Oil No.2
PROVIDENCE | ASA MESSER ELEMENTARY SCHOOL | 1655 WESTMINSTER ST | UST-4974 | Education - Town | 1 | null | Permanently Closed | 8000 | Heating Oil No.2 | Single Walled
PROVIDENCE | ASHBURTON ST. PROPERTIES | 50 ASHBURTON ST | UST-4253 | Commercials | 1 | 1984-10-09 | Permanently Closed | 4000 | Heating Oil No.4
PROVIDENCE | ASHBURTON ST. PROPERTIES | 50 ASHBURTON ST | UST-4253 | Commercials | 2 | 1984-10-09 | Permanently Closed | 6000 | Heating Oil No.2
PROVIDENCE | ASSUMPTION SCHOOL | 620 POTTERS AVE | UST-3370 | Education Private | 1 | 1960-09-01 | Permanently Closed | 2000 | Heating Oil No.2
PROVIDENCE | ASSUMPTION SCHOOL | 620 POTTERS AVE | UST-3370 | Education Private | 2 | 1984-10-09 | Permanently Closed | 1000 | Heating Oil No.2
PROVIDENCE | ATWELLS AVENUE FIRE STATION | 630 ATWELLS AVE | UST-3266 | City/Town Government | 1 | 1984-10-09 | Permanently Closed | 1000 | Heating Oil No.2 | Single Walled
PROVIDENCE | ATWELLS AVENUE FIRE STATION | 630 ATWELLS AVE | UST-3266 | City/Town Government | 2 | 1984-10-09 | Permanently Closed | 550 | Diesel
PROVIDENCE | ATWELLS AVENUE FIRE STATION | 630 ATWELLS AVE | UST-3266 | City/Town Government | 3 | 1984-10-09 | Permanently Closed | 550 | Diesel
PROVIDENCE | AURORA CIVIC ASSOCIATION | 289 BROADWAY | UST-2530 | Other | 1 | 1965-06-01 | Permanently Closed | 1000 | Heating Oil No.2
PROVIDENCE | AUTO RUST TECHNICIANS | 275 NIANTIC AVE | UST-3803 | Commercials | 1 | 1984-10-09 | Permanently Closed | 1000 | Heating Oil No.2
PROVIDENCE | AUTOCRAT INC. | 119 HARRIS AVE | UST-22 | Commercials | 1 | 1934-12-01 | Permanently Closed | 1000 | Gasoline
PROVIDENCE | AUTOCRAT INC. | 119 HARRIS AVE | UST-22 | Commercials | 2 | 1934-12-01 | Permanently Closed | 1000 | Heating Oil No.2
PROVIDENCE | AUTOCRAT INC. | 119 HARRIS AVE | UST-22 | Commercials | 3 | 1979-12-01 | Permanently Closed | 500 | Heating Oil No.2
PROVIDENCE | AUTOCRAT INC. | 119 HARRIS AVE | UST-22 | Commercials | 4 | 1984-10-09 | Permanently Closed | 500 | Heating Oil No.2
PROVIDENCE | AVIS RENT-A-CAR | 1 DORRANCE ST | UST-2250 | Commercials | 1 | 1985-08-01 | Permanently Closed | 5000 | Gasoline
PROVIDENCE | B & D APPRAISALS & LIQUIDATIONS | 145 CHAD BROWN ST | UST-16526 | Commercials | 1 | 1984-10-09 | Permanently Closed | 1000 | Heating Oil No.2
PROVIDENCE | B. B. GREENBERG CO. | 333 WEST RIVER ST | UST-2166 | Commercials | 1 | 1966-06-01 | Permanently Closed | 10000 | Heating Oil No.2
PROVIDENCE | B. B. GREENBERG CO. | 333 WEST RIVER ST | UST-2166 | Commercials | 2 | 1984-10-09 | Permanently Closed | 500 | Unknown
PROVIDENCE | BANK OF AMERICA | 814 HOPE ST | UST-1371 | Commercials | 1 | 1984-10-09 | Permanently Closed | 400 | Heating Oil No.2
PROVIDENCE | BANK OF AMERICA | 814 HOPE ST | UST-1371 | Commercials | 2 | 1984-10-09 | Permanently Closed | 1000 | Heating Oil No.2
PROVIDENCE | BANK OF AMERICA | 814 HOPE ST | UST-1371 | Commercials | 3 | 1984-10-09 | Permanently Closed | 1000 | Gasoline
PROVIDENCE | BANK OF AMERICA | 1473 BROAD ST | UST-4897 | Commercials | 1 | null | Permanently Closed | 1000 | Heating Oil No.2
PROVIDENCE | BANNISTER NURSING CARE CENTER | 135 DODGE ST | UST-21 | Commercials | 1 | 1975-12-01 | Permanently Closed | 2000 | Diesel
PROVIDENCE | BARKER PLAYHOUSE | 400 BENEFIT ST | UST-4353 | Farm | 1 | 1984-10-09 | Permanently Closed | 275 | Heating Oil No.2
PROVIDENCE | BARROWS SCHOOL | 9 BEACHMONT AVE | UST-868 | Education - Town | 1 | 1984-10-09 | In Use | 6500 | Heating Oil No.2
PROVIDENCE | BASKIN | 443 HOPE ST | UST-16245 | Private Residence | 1 | 1984-10-09 | Permanently Closed | 1000 | Heating Oil No.2
PROVIDENCE | BATH STREET PUMPING STATION | 134/140 BATH ST | UST-15190 | City/Town Government | 1 | 1997-08-28 | Permanently Closed | 600 | Other
PROVIDENCE | BAYO OIL SERVICE | 724 ELMWOOD AVE | UST-345 | Gasoline Station | 1 | 1969-03-01 | Permanently Closed | 5000 | Diesel
PROVIDENCE | BAYO OIL SERVICE | 724 ELMWOOD AVE | UST-345 | Gasoline Station | 2 | 1975-03-01 | Permanently Closed | 5000 | Gasoline
PROVIDENCE | BAYO OIL SERVICE | 724 ELMWOOD AVE | UST-345 | Gasoline Station | 3 | 1975-03-01 | Permanently Closed | 5000 | Gasoline
PROVIDENCE | BAYO OIL SERVICE | 724 ELMWOOD AVE | UST-345 | Gasoline Station | 4 | 1967-03-01 | Permanently Closed | 4000 | Gasoline
PROVIDENCE | BAYO OIL SERVICE | 724 ELMWOOD AVE | UST-345 | Gasoline Station | 5 | 1967-03-01 | Permanently Closed | 500 | Waste Oil
PROVIDENCE | BEAUCRAFT INC. | 215 GEORGIA AVE | UST-890 | Commercials | 1 | 1981-04-01 | Permanently Closed | 5000 | Heating Oil No.2
PROVIDENCE | BEAUCRAFT INC. | 215 GEORGIA AVE | UST-890 | Commercials | 2 | 1984-10-09 | Permanently Closed | 1000 | Heating Oil No.2
PROVIDENCE | BELINSKY ANIMAL HOSPITAL, INC. | 1177 ELMWOOD AVE | UST-2556 | Commercials | 1 | 1984-10-09 | Permanently Closed | 250 | Heating Oil No.2
PROVIDENCE | BELLO PROPERTY (GARAGE) | 50 PLAINFIELD ST | UST-15873 | Commercials | 1 | 1984-10-09 | Permanently Closed | 5000 | Heating Oil No.2
PROVIDENCE | BELLO PROPERTY (GARAGE) | 50 PLAINFIELD ST | UST-15873 | Commercials | 2 | 1984-10-09 | Permanently Closed | 2000 | Heating Oil No.2
PROVIDENCE | BELLO PROPERTY (GARAGE) | 50 PLAINFIELD ST | UST-15873 | Commercials | 3 | 1984-10-09 | Permanently Closed | 1000 | Waste Oil
PROVIDENCE | BELVOIR REALTY | 190 RICHMOND ST | UST-15502 | Commercials | 1 | 1984-10-09 | Permanently Closed | 2000 | Heating Oil No.2
PROVIDENCE | BELVOIR REALTY | 190 RICHMOND ST | UST-15502 | Commercials | 2 | 1984-10-09 | Permanently Closed | 1000 | Heating Oil No.2
PROVIDENCE | BENEFICENT HOUSE | ONE CHESTNUT ST | UST-18209 | Other | 1 | 1967-07-01 | Permanently Closed | 10000 | Heating Oil No.6
PROVIDENCE | BENEVOLENT STREET | 74-80 BENEVOLENT ST | UST-18404 | Education Private | 1 | 1984-10-09 | Permanently Closed | 1000 | Heating Oil No.2
PROVIDENCE | BENNY'S TEXACO | 647 BROAD ST | UST-1487 | Gasoline Station | 1 | 1967-10-01 | Permanently Closed | 3000 | Gasoline
PROVIDENCE | BENNY'S TEXACO | 647 BROAD ST | UST-1487 | Gasoline Station | 2 | 1967-10-01 | Permanently Closed | 3000 | Gasoline
PROVIDENCE | BENNY'S TEXACO | 647 BROAD ST | UST-1487 | Gasoline Station | 3 | 1967-10-01 | Permanently Closed | 3000 | Gasoline
PROVIDENCE | BENNY'S TEXACO | 647 BROAD ST | UST-1487 | Gasoline Station | 4 | 1967-10-01 | Permanently Closed | 2000 | Gasoline
PROVIDENCE | BENNY'S TEXACO | 647 BROAD ST | UST-1487 | Gasoline Station | 5 | 1984-10-09 | Permanently Closed | 550 | Heating Oil No.2
PROVIDENCE | BENNY'S TEXACO | 647 BROAD ST | UST-1487 | Gasoline Station | 6 | 1984-10-09 | Permanently Closed | 550 | Waste Oil
PROVIDENCE | BENSON HALL | 235 BENEFIT ST | UST-18455 | Education Private | 1 | 1984-10-09 | Permanently Closed | 1000 | Heating Oil No.2
PROVIDENCE | BETHANY HOME OF RHODE ISLAND | 111 SOUTH ANGELL ST | UST-25 | Commercials | 1 | 1967-12-01 | Permanently Closed | 5000 | Heating Oil No.2
PROVIDENCE | BETHANY HOME OF RHODE ISLAND | 111 SOUTH ANGELL ST | UST-25 | Commercials | 2 | 1988-08-01 | Permanently Closed | 5000 | Heating Oil No.2
PROVIDENCE | BETHEL AFRICAN METHODIST EPISCOPAL CHURCH | 30 ROCHAMBEAU AVE | UST-18728 | Other | 1 | 1984-10-09 | Permanently Closed | 500 | Heating Oil No.2
PROVIDENCE | BICENTENNIAL BLDG. | 150 BENEFIT ST | UST-2502 | State Government | 1 | 1984-10-09 | Permanently Closed | 1000 | Heating Oil No.2
PROVIDENCE | BILLY DEE'S SERVICE CENTER | 255 POCASSET AVE | UST-19078 | Gasoline Station | 1 | 1984-10-09 | Permanently Closed | 3000 | Gasoline
PROVIDENCE | BILLY DEE'S SERVICE CENTER | 255 POCASSET AVE | UST-19078 | Gasoline Station | 2 | 1984-10-09 | Permanently Closed | 1000 | Gasoline
PROVIDENCE | BILLY DEE'S SERVICE CENTER | 255 POCASSET AVE | UST-19078 | Gasoline Station | 3 | 1984-10-09 | Permanently Closed | 1000 | Gasoline
PROVIDENCE | BILLY DEE'S SERVICE CENTER | 255 POCASSET AVE | UST-19078 | Gasoline Station | 4 | 1984-10-09 | Permanently Closed | 200 | Waste Oil
PROVIDENCE | BILLY'S GARAGE | 494 DOUGLAS AVE | UST-16891 | Commercials | 1 | 1984-10-09 | Permanently Closed | 2000 | Gasoline
PROVIDENCE | BILLY'S GARAGE | 494 DOUGLAS AVE | UST-16891 | Commercials | 2 | 1984-10-09 | Permanently Closed | 1000 | Gasoline
PROVIDENCE | BISHOP MCVINNEY REGIONAL SCHOOL | 155 GORDON AVE | UST-4319 | Education Private | 1 | 1984-10-09 | Permanently Closed | 3000 | Heating Oil No.6
PROVIDENCE | BLACKSTONE BLVD ASSOCIATES | 50 BLACKSTONE BLVD | UST-4765 | Multiple Residence | 1 | 1984-10-09 | Permanently Closed | 2000 | Heating Oil No.2 | Single Walled
PROVIDENCE | BLACKSTONE BOULEVARD ASSOCIATES | 20 BLACKSTONE BLVD | UST-4255 | Commercials | 1 | 1984-10-09 | Permanently Closed | 5000 | Heating Oil No.2
PROVIDENCE | BLACKSTONE SUPPLY COMPANY | 100 WHIPPLE ST | UST-1790 | Industrial | 1 | 1979-05-01 | Permanently Closed | 8000 | Gasoline
PROVIDENCE | BLACKSTONE SUPPLY COMPANY | 100 WHIPPLE ST | UST-1790 | Industrial | 2 | 1979-05-01 | Permanently Closed | 8000 | Diesel
PROVIDENCE | BLACKSTONE SUPPLY COMPANY | 100 WHIPPLE ST | UST-1790 | Industrial | 3 | 1979-05-01 | Permanently Closed | 8000 | Diesel
PROVIDENCE | BLAZAR PROPERTIES | 276 GEORGE ST | UST-18687 | Commercials | 1 | 1984-10-09 | Permanently Closed | 1000 | Heating Oil No.2
PROVIDENCE | BLAZAR PROPERTIES | 34 BENEFIT ST | UST-18688 | Commercials | 1 | 1984-10-09 | Permanently Closed | 1000 | Heating Oil No.2
PROVIDENCE | BLESSED SACRAMENT PARISH | 239 REGENT AVE | UST-2034 | Education Private | 1 | 1984-10-09 | In Use | 2000 | Heating Oil No.2
PROVIDENCE | BLESSED SACRAMENT PARISH | 239 REGENT AVE | UST-2034 | Education Private | 2 | 1984-10-09 | In Use | 2000 | Heating Oil No.2
PROVIDENCE | BLESSED SACRAMENT PARISH | 239 REGENT AVE | UST-2034 | Education Private | 3 | 1984-10-09 | Permanently Closed | 2000 | Heating Oil No.2
PROVIDENCE | BOARD OF ELECTIONS | 50 BRANCH AVE | UST-2499 | State Government | 1 | 1984-10-09 | Permanently Closed | 3000 | Heating Oil No.2
PROVIDENCE | BOJAR COMPANY | 63 BAKER ST | UST-18074 | Other | 1 | 1984-10-09 | Permanently Closed | 1250 | Heating Oil No.2
PROVIDENCE | BONANZA BUS LINES, INC. | 27 SABIN ST | UST-363 | Commercials | 1 | 1972-04-01 | Permanently Closed | 5000 | Diesel
PROVIDENCE | BONANZA BUS LINES, INC. | 27 SABIN ST | UST-363 | Commercials | 2 | 1972-04-01 | Permanently Closed | 5000 | Diesel
PROVIDENCE | BONANZA BUS LINES, INC. | 27 SABIN ST | UST-363 | Commercials | 3 | 1975-04-01 | Permanently Closed | 10000 | Diesel
PROVIDENCE | BONANZA BUS LINES, INC. | 27 SABIN ST | UST-363 | Commercials | 4 | 1972-04-01 | Permanently Closed | 2000 | Gasoline
PROVIDENCE | BONANZA BUS LINES, INC. | 27 SABIN ST | UST-363 | Commercials | 5 | 1972-04-01 | Permanently Closed | 2000 | Motor Oil
PROVIDENCE | BONANZA BUS LINES, INC. | 27 SABIN ST | UST-363 | Commercials | 6 | 1972-04-01 | Permanently Closed | 2000 | Motor Oil
PROVIDENCE | BONANZA BUS LINES, INC. | 27 SABIN ST | UST-363 | Commercials | 7 | 1972-04-01 | Permanently Closed | 3000 | Heating Oil No.4
PROVIDENCE | BONANZA BUS LINES, INC. | 27 SABIN ST | UST-363 | Commercials | 8 | 1972-04-01 | Permanently Closed | 1000 | Waste Oil
PROVIDENCE | BRADY SULLIVAN EAGLE STREET LLC | 355 VALLEY ST | UST-4535 | Commercials | 1 | 1984-10-09 | Permanently Closed | 2000 | Heating Oil No.6
PROVIDENCE | BRADY SULLIVAN EAGLE STREET LLC | 355 VALLEY ST | UST-4535 | Commercials | 2 | 1984-10-09 | Permanently Closed | 2000 | Heating Oil No.6
PROVIDENCE | BRADY SULLIVAN EAGLE STREET LLC | 355 VALLEY ST | UST-4535 | Commercials | 3 | 1984-10-09 | Permanently Closed | 5000 | Heating Oil No.4
PROVIDENCE | BRADY SULLIVAN EAGLE STREET LLC | 355 VALLEY ST | UST-4535 | Commercials | 4 | 1984-10-09 | Abandoned | 4000 | Heating Oil No.6
PROVIDENCE | BRAEBURNS APARTMENTS | 50 BURNS ST | UST-3361 | Commercials | 1 | 1978-09-01 | Permanently Closed | 500 | Diesel
PROVIDENCE | BRANCH AVENUE FIRE STATION | 10 BRANCH AVE | UST-3268 | City/Town Government | 1 | 1984-10-09 | Permanently Closed | 1000 | Heating Oil No.2 | Single Walled
PROVIDENCE | BRANCH AVENUE FIRE STATION | 10 BRANCH AVE | UST-3268 | City/Town Government | 2 | 1984-10-09 | Permanently Closed | 500 | Diesel
PROVIDENCE | BRIAN SUPPLY COMPANY (FORMER) | 111 CHESTNUT ST | UST-16634 | Commercials | 1 | 1984-10-09 | Permanently Closed | 2000 | Heating Oil No.2
PROVIDENCE | BRICK MANOR RESIDENTIAL CARE | 29 NINTH ST | UST-1478 | Commercials | 1 | 1965-10-01 | Permanently Closed | 2000 | Heating Oil No.2
PROVIDENCE | BRIDGE MAINTENANCE | 30 ARLINE ST | UST-2509 | State Government | 1 | 1984-10-09 | Permanently Closed | 2000 | Heating Oil No.2
PROVIDENCE | BRIDGE MAINTENANCE | 30 ARLINE ST | UST-2509 | State Government | 2 | 1984-10-09 | Permanently Closed | 275 | Waste Oil
PROVIDENCE | BRIDGE MAINTENANCE | 30 ARLINE ST | UST-2509 | State Government | 3 | 1984-10-09 | Permanently Closed | 40000 | Heating Oil No.6
PROVIDENCE | BRIDGHAM MANOR | 359 CARPENTER ST | UST-3329 | Commercials | 1 | 1985-05-01 | Permanently Closed | 500 | Diesel
PROVIDENCE | BRINK, INC. | 14 CARGILL ST | UST-15810 | Commercials | 1 | 1984-10-09 | Permanently Closed | 1000 | Gasoline
PROVIDENCE | BRINKS BUILDING (FORMERLY) | 269 DEAN ST | UST-18796 | City/Town Government | 1 | 1984-10-09 | Permanently Closed | 6000 | Unknown
PROVIDENCE | BROAD STREET FIRE STATION | 847 BROAD ST | UST-3270 | City/Town Government | 1 | 1984-10-09 | Permanently Closed | 1000 | Heating Oil No.2 | Single Walled
PROVIDENCE | BROAD STREET FIRE STATION | 847 BROAD ST | UST-3270 | City/Town Government | 2 | 1984-10-09 | Permanently Closed | 550 | Diesel
PROVIDENCE | BROADWAY EXPRESS MART | 306 BROADWAY | UST-2841 | Gasoline Station | 1 | 1985-06-01 | Permanently Closed | 4000 | Gasoline | Single Walled
PROVIDENCE | BROADWAY EXPRESS MART | 306 BROADWAY | UST-2841 | Gasoline Station | 2 | 1985-06-01 | Permanently Closed | 4000 | Gasoline | Single Walled
PROVIDENCE | BROADWAY EXPRESS MART | 306 BROADWAY | UST-2841 | Gasoline Station | 3 | 1985-06-01 | Permanently Closed | 4000 | Gasoline | Single Walled
PROVIDENCE | BROADWAY EXPRESS MART | 306 BROADWAY | UST-2841 | Gasoline Station | 4 | 2003-07-15 | In Use | 6000 | Gasoline | Double Walled | 2003-08-19
PROVIDENCE | BROADWAY EXPRESS MART | 306 BROADWAY | UST-2841 | Gasoline Station | 5 | 2003-07-15 | In Use | 6000 | Gasoline | Double Walled | 2003-08-19
PROVIDENCE | BROADWAY EXPRESS MART | 306 BROADWAY | UST-2841 | Gasoline Station | 6 | 1984-10-09 | Permanently Closed | 750 | Heating Oil No.2
PROVIDENCE | BROADWAY GAS | 392 BROADWAY | UST-1147 | Gasoline Station | 1 | 1965-05-01 | Permanently Closed | 3000 | Gasoline
PROVIDENCE | BROADWAY GAS | 392 BROADWAY | UST-1147 | Gasoline Station | 2 | 1965-05-01 | Permanently Closed | 3000 | Gasoline
PROVIDENCE | BROADWAY GAS | 392 BROADWAY | UST-1147 | Gasoline Station | 3 | 1965-05-01 | Permanently Closed | 3000 | Gasoline
PROVIDENCE | BROADWAY GAS | 392 BROADWAY | UST-1147 | Gasoline Station | 4 | 1999-02-02 | In Use | 10000 | Gasoline | Double Walled | 1996-05-30
PROVIDENCE | BROADWAY GAS | 392 BROADWAY | UST-1147 | Gasoline Station | 5 | 1999-02-02 | In Use | 5000 | Gasoline | Double Walled | 1996-05-30
PROVIDENCE | BROADWAY REVIVAL A LLC | 184 BROADWAY | UST-3674 | Commercials | 1 | 1984-10-09 | Permanently Closed | 500 | Heating Oil No.2
PROVIDENCE | BROMLEY REAL ESTATE CORP | 109 MEDWAY ST | UST-5067 | Commercials | 1 | null | Abandoned | 2000 | Heating Oil No.2
PROVIDENCE | BROMLEY REAL ESTATE CORPORATION | 101 MEDWAY ST | UST-19186 | Multiple Residence | 1 | 1984-10-09 | Permanently Closed | 2000 | Heating Oil No.2
PROVIDENCE | BROOK STREET FIRE STATION | 223 BROOK ST | UST-3267 | City/Town Government | 1 | 1984-10-09 | In Use | 1000 | Heating Oil No.2
PROVIDENCE | BROOK STREET FIRE STATION | 223 BROOK ST | UST-3267 | City/Town Government | 2 | 1984-10-09 | Permanently Closed | 550 | Diesel
PROVIDENCE | BROOKS PHARMACY (PROPOSED) | 450 BRANCH AVE | UST-19030 | Commercials | 1 | 1984-10-09 | Permanently Closed | 550 | Gasoline
PROVIDENCE | BROOKS PHARMACY (PROPOSED) | 450 BRANCH AVE | UST-19030 | Commercials | 2 | 1984-10-09 | Permanently Closed | 1000 | Unknown
PROVIDENCE | BROOKWOOD INVESTMENTS | 669 ELMWOOD AVE | UST-18033 | Commercials | 1 | 1984-10-09 | Permanently Closed | 10000 | Heating Oil No.4
PROVIDENCE | BROWN UNIVERSITY | 1 PROSPECT ST | UST-18696 | Education Private | 1 | 1984-10-09 | Permanently Closed | 1000 | Heating Oil No.2
PROVIDENCE | BROWN UNIVERSITY | 142 ANGELL ST | UST-19256 | Education Private | 1 | 1984-10-09 | Permanently Closed | 275 | Heating Oil No.2
PROVIDENCE | BROWN UNIVERSITY | 60 OLIVE ST | UST-3854 | Education Private | 1 | 1984-10-09 | Permanently Closed | 8000 | Gasoline
PROVIDENCE | BROWN UNIVERSITY | 60 OLIVE ST | UST-3854 | Education Private | 2 | 1984-10-09 | Permanently Closed | 500 | Waste Oil
PROVIDENCE | BROWN UNIVERSITY | 60 OLIVE ST | UST-3854 | Education Private | 3 | 1984-10-09 | Permanently Closed | 1000 | Gasoline
PROVIDENCE | BROWN UNIVERSITY | 201 MEETING ST | UST-3857 | Education Private | 1 | 1984-10-09 | Permanently Closed | 1000 | Heating Oil No.2
PROVIDENCE | BROWN UNIVERSITY | 2 STIMSON ST | UST-4515 | Education Private | 1 | 1984-10-09 | Permanently Closed | 500 | Heating Oil No.2
PROVIDENCE | BROWN UNIVERSITY - MARVEL GYM | 425 ELMGROVE AVE | UST-3718 | Education Private | 1 | 1984-10-09 | Permanently Closed | 9999999 | Unknown
PROVIDENCE | BROWN UNIVERSITY - MARVEL GYM | 425 ELMGROVE AVE | UST-3718 | Education Private | 2 | 1984-10-09 | Permanently Closed | 10000 | Heating Oil No.2
PROVIDENCE | BROWN UNIVERSITY (CENTRAL HEAT PLANT) | 235 LLOYD AVE | UST-3525 | Education Private | 1 | 1968-02-01 | Permanently Closed | 27500 | Heating Oil No.6
PROVIDENCE | BROWN UNIVERSITY (CENTRAL HEAT PLANT) | 235 LLOYD AVE | UST-3525 | Education Private | 2 | 1968-02-01 | Permanently Closed | 27500 | Heating Oil No.6
PROVIDENCE | BROWN UNIVERSITY (CENTRAL HEAT PLANT) | 235 LLOYD AVE | UST-3525 | Education Private | 3 | 1968-02-01 | Permanently Closed | 27500 | Heating Oil No.6
PROVIDENCE | BROWN UNIVERSITY (CENTRAL HEAT PLANT) | 235 LLOYD AVE | UST-3525 | Education Private | 4 | 1968-02-01 | Permanently Closed | 27500 | Heating Oil No.6
PROVIDENCE | BROWN UNIVERSITY (CENTRAL HEAT PLANT) | 235 LLOYD AVE | UST-3525 | Education Private | 5 | 1968-02-01 | Permanently Closed | 1000 | Diesel
PROVIDENCE | BROWN UNIVERSITY (CENTRAL HEAT PLANT) | 235 LLOYD AVE | UST-3525 | Education Private | 6 | 2004-01-05 | In Use | 28500 | Heating Oil No.2 | Double Walled
PROVIDENCE | BROWN UNIVERSITY (CENTRAL HEAT PLANT) | 235 LLOYD AVE | UST-3525 | Education Private | 7 | 2004-01-05 | In Use | 28500 | Heating Oil No.2 | Double Walled
PROVIDENCE | BROWN UNIVERSITY (CENTRAL HEAT PLANT) | 235 LLOYD AVE | UST-3525 | Education Private | 8 | 2004-01-05 | In Use | 28500 | Heating Oil No.2 | Double Walled
PROVIDENCE | BROWN UNIVERSITY (CENTRAL HEAT PLANT) | 235 LLOYD AVE | UST-3525 | Education Private | 9 | 2004-01-05 | In Use | 28500 | Heating Oil No.2 | Double Walled
PROVIDENCE | BROWN UNIVERSITY (CENTRAL HEAT PLANT) | 235 LLOYD AVE | UST-3525 | Education Private | 10 | 2004-01-05 | In Use | 28500 | Heating Oil No.2 | Double Walled
PROVIDENCE | BROWN UNIVERSITY (LOT 30) | 80 WATERMAN ST | UST-4217 | Commercials | 1 | 1984-10-09 | Permanently Closed | 1000 | Heating Oil No.2
PROVIDENCE | BROWN UNIVERSITY (PRESIDENT'S RESIDENCE) | 55 POWER ST | UST-15674 | Private Residence | 1 | 1984-10-09 | Permanently Closed | 2000 | Heating Oil No.2
PROVIDENCE | BROWN UNIVERSITY - ALUMNAE HALL | 194 MEETING ST | UST-18894 | Education Private | 1 | 1984-10-09 | Permanently Closed | 6000 | Unknown
PROVIDENCE | BROWN UNIVERSITY - CARR HOUSE | 107 ANGELL ST | UST-18801 | Education Private | 1 | 1984-10-09 | Permanently Closed | 1500 | Unknown
PROVIDENCE | BROWN UNIVERSITY - MACHADO ANNEX | 87 PROSPECT ST | UST-18897 | Education Private | 1 | 1984-10-09 | Permanently Closed | 1000 | Unknown
PROVIDENCE | BROWN UNIVERSITY - MARSTON BOATHOUSE | 258 INDIA ST | UST-1591 | Education Private | 1 | 1965-03-01 | Permanently Closed | 275 | Gasoline
PROVIDENCE | BROWN UNIVERSITY - MARSTON BOATHOUSE | 258 INDIA ST | UST-1591 | Education Private | 2 | 1984-10-09 | Permanently Closed | 4000 | Heating Oil No.2
PROVIDENCE | BROWN UNIVERSITY - MARSTON BOATHOUSE | 258 INDIA ST | UST-1591 | Education Private | 3 | 1984-10-09 | Permanently Closed | 2500 | Heating Oil No.2
PROVIDENCE | BROWN UNIVERSITY - MARSTON BOATHOUSE | 258 INDIA ST | UST-1591 | Education Private | 4 | null | Permanently Closed | 2600 | Heating Oil No.6
PROVIDENCE | BROWN UNIVERSITY - SHARPE HOUSE | 130 ANGELL ST | UST-4847 | Education Private | 1 | null | Permanently Closed | 350 | Heating Oil No.2 | Single Walled
PROVIDENCE | BROWN UNIVERSITY BIO-MEDICAL BUILDING | 171 MEETING ST | UST-3015 | Education Private | 1 | 1989-03-01 | Permanently Closed | 2500 | Diesel | Double Walled
PROVIDENCE | BROWN UNIVERSITY BIO-MEDICAL BUILDING | 171 MEETING ST | UST-3015 | Education Private | 2 | 2004-01-16 | In Use | 8000 | Diesel | Double Walled
PROVIDENCE | BROWN UNIVERSITY LIFE SCIENCES BUILDING | 233 RICHMOND ST | UST-5034 | Commercials | 1 | null | Permanently Closed | 1000 | Heating Oil No.2 | Single Walled
PROVIDENCE | BROWN UNIVERSITY LIFE SCIENCES BUILDING | 233 RICHMOND ST | UST-5034 | Commercials | 2 | null | Permanently Closed | 48000 | Heating Oil No.6 | Single Walled
PROVIDENCE | BROWN UNIVERSITY LIFE SCIENCES BUILDING | 233 RICHMOND ST | UST-5034 | Commercials | 3 | null | Permanently Closed | 500 | Heating Oil No.2 | Single Walled
PROVIDENCE | BROWN UNIVERSITY POLICE DEPARTMENT | 75-77 CHARLESFIELD ST | UST-18408 | Education Private | 1 | 1984-10-09 | Permanently Closed | 1000 | Heating Oil No.2
PROVIDENCE | BROWN UNIVERSITY RESIDENTIAL BUILDING | 107 BENEVOLENT ST | UST-4938 | Private Residence | 1 | null | Permanently Closed | 1300 | Heating Oil No.2 | Single Walled
PROVIDENCE | BROWN UNIVERSITY SINGLE FAMILY RESIDENCE | 108 PROSPECT ST | UST-4192 | Private Residence | 1 | 1984-10-09 | Permanently Closed | 500 | Gasoline
PROVIDENCE | BROWN UNIVERSITY SINGLE FAMILY RESIDENCE | 108 PROSPECT ST | UST-4192 | Private Residence | 2 | 1984-10-09 | Permanently Closed | 1000 | Heating Oil No.2
PROVIDENCE | BROWN UNIVERSITY/KEENEY QUAD | 11 BENEVOLENT ST | UST-18398 | Education Private | 1 | 1984-10-09 | Permanently Closed | 500 | Heating Oil No.2
PROVIDENCE | BROWN UNIVERSITY/KEENEY QUAD | 11 BENEVOLENT ST | UST-18398 | Education Private | 2 | 1998-08-24 | Permanently Closed | 300 | Diesel | Double Walled
PROVIDENCE | BRYDEN RESIDENTIAL PROPERTY | 200 BLACKSTONE BLVD | UST-4297 | Private Residence | 1 | 1984-10-09 | Permanently Closed | 2000 | Heating Oil No.2
PROVIDENCE | BUCKLEY & SCOTT CORPORATION | 101 CORLISS ST | UST-418 | Gasoline Station | 1 | 1959-04-01 | Permanently Closed | 4000 | Diesel
PROVIDENCE | BUCKLEY & SCOTT CORPORATION | 101 CORLISS ST | UST-418 | Gasoline Station | 2 | 1959-04-01 | Permanently Closed | 4000 | Gasoline
PROVIDENCE | BUCKLEY & SCOTT CORPORATION | 101 CORLISS ST | UST-418 | Gasoline Station | 3 | 1959-04-01 | Permanently Closed | 5000 | Heating Oil No.2
PROVIDENCE | BUCKLEY & SCOTT CORPORATION | 101 CORLISS ST | UST-418 | Gasoline Station | 4 | 1959-04-01 | Permanently Closed | 275 | Heating Oil No.2
PROVIDENCE | BUCKLIN REALTY, INC. | 77 BUCKLIN ST | UST-18305 | Commercials | 1 | 1984-10-09 | Permanently Closed | 1000 | Gasoline
PROVIDENCE | BUCKLIN REALTY, INC. | 77 BUCKLIN ST | UST-18305 | Commercials | 2 | 1984-10-09 | Permanently Closed | 2000 | Heating Oil No.2
PROVIDENCE | BUCKLIN REALTY, INC. | 69 BUCKLIN ST | UST-4420 | Commercials | 1 | 1984-10-09 | Permanently Closed | 2000 | Heating Oil No.2
PROVIDENCE | BUCKLIN REALTY, INC. | 69 BUCKLIN ST | UST-4420 | Commercials | 2 | 1984-10-09 | Permanently Closed | 2000 | Gasoline
PROVIDENCE | BUCKLIN REALTY, INC. | 69 BUCKLIN ST | UST-4420 | Commercials | 3 | 1984-10-09 | Permanently Closed | 2000 | Heating Oil No.2
PROVIDENCE | BUENA VISTA ASSOCIATES | 236 BUTLER AVE | UST-19183 | Commercials | 1 | 1984-10-09 | Permanently Closed | 2000 | Heating Oil No.2
PROVIDENCE | BUENA VISTA ASSOCIATES | 236 BUTLER AVE | UST-19183 | Commercials | 2 | 1984-10-09 | Permanently Closed | 1000 | Heating Oil No.2
PROVIDENCE | BUILDING AT 434 ATWELLS AVENUE | 434 ATWELLS AVE | UST-5037 | Other | 1 | null | Permanently Closed | 1000 | Heating Oil No.2 | Single Walled
PROVIDENCE | BURGER KING/JANCO | 155 THURBERS AVE | UST-16670 | Commercials | 1 | 1984-10-09 | Permanently Closed | 500 | Heating Oil No.2
PROVIDENCE | BURGER KING/JANCO | 155 THURBERS AVE | UST-16670 | Commercials | 2 | 1984-10-09 | Permanently Closed | 500 | Heating Oil No.2
PROVIDENCE | BUTLER HOSPITAL | 345 BLACKSTONE BLVD | UST-3295 | Other | 1 | 1977-01-01 | Permanently Closed | 5000 | Diesel
PROVIDENCE | BUTLER HOSPITAL | 345 BLACKSTONE BLVD | UST-3295 | Other | 2 | 1991-10-01 | Permanently Closed | 2000 | Diesel | Double Walled
PROVIDENCE | BUTLER HOSPITAL | 345 BLACKSTONE BLVD | UST-3295 | Other | 3 | 1995-09-01 | Permanently Closed | 15000 | Heating Oil No.6 | Double Walled
PROVIDENCE | BUTLER HOSPITAL | 345 BLACKSTONE BLVD | UST-3295 | Other | 4 | 1984-10-09 | Permanently Closed | 10000 | Heating Oil No.6
PROVIDENCE | BUTLER HOSPITAL | 345 BLACKSTONE BLVD | UST-3295 | Other | 5 | 1984-10-09 | Permanently Closed | 20000 | Heating Oil No.6
PROVIDENCE | C & D TRANSPORT | 186 VALLEY ST | UST-15584 | Commercials | 1 | 1984-10-09 | Permanently Closed | 4000 | Diesel
PROVIDENCE | C & D TRANSPORT | 186 VALLEY ST | UST-15584 | Commercials | 2 | 1984-10-09 | Permanently Closed | 4000 | Diesel
PROVIDENCE | C & D TRANSPORT | 186 VALLEY ST | UST-15584 | Commercials | 3 | 1984-10-09 | Permanently Closed | 1500 | Diesel
PROVIDENCE | C & J JEWELRY CO. INC. | 100 DUPONT DR | UST-4996 | Industrial | 1 | null | Permanently Closed | 15000 | Other | Single Walled
PROVIDENCE | C & R AUTO | 515 PRAIRIE AVE | UST-17046 | Commercials | 1 | 1984-10-09 | Permanently Closed | 1000 | Gasoline
PROVIDENCE | C & R AUTO | 515 PRAIRIE AVE | UST-17046 | Commercials | 2 | 1984-10-09 | Permanently Closed | 2000 | Gasoline
PROVIDENCE | C & R AUTO | 515 PRAIRIE AVE | UST-17046 | Commercials | 3 | 1984-10-09 | Permanently Closed | 275 | Waste Oil
PROVIDENCE | CAC JEWELRY/ZOLLER BLDG. | 147 SOUTH ST | UST-16181 | Commercials | 1 | 1984-10-09 | Permanently Closed | 550 | Heating Oil No.2
PROVIDENCE | CADILLAC LOUNGE, LLC | 361 CHARLES ST | UST-2624 | Commercials | 1 | 1940-07-01 | Permanently Closed | 1000 | Heating Oil No.2
PROVIDENCE | CAHIR STREET LLC | 175 BROAD ST | UST-4738 | Commercials | 1 | 1984-10-09 | Permanently Closed | 2000 | Heating Oil No.6 | Single Walled
PROVIDENCE | CALAIS MOTORS, LTD. | 40 RESERVOIR AVE | UST-16675 | Commercials | 1 | 1984-10-09 | Permanently Closed | 3000 | Gasoline
PROVIDENCE | CALAIS MOTORS, LTD. | 40 RESERVOIR AVE | UST-16675 | Commercials | 2 | 1984-10-09 | Permanently Closed | 3000 | Gasoline
PROVIDENCE | CALAIS MOTORS, LTD. | 40 RESERVOIR AVE | UST-16675 | Commercials | 3 | 1984-10-09 | Permanently Closed | 3000 | Gasoline
PROVIDENCE | CALAIS MOTORS, LTD. | 40 RESERVOIR AVE | UST-16675 | Commercials | 4 | 1984-10-09 | Permanently Closed | 3000 | Gasoline
PROVIDENCE | CALAIS MOTORS, LTD. | 40 RESERVOIR AVE | UST-16675 | Commercials | 5 | 1984-10-09 | Permanently Closed | 550 | Waste Oil
PROVIDENCE | CALAIS MOTORS, LTD. | 40 RESERVOIR AVE | UST-16675 | Commercials | 6 | 1984-10-09 | Permanently Closed | 550 | Heating Oil No.2
PROVIDENCE | CAMDEN AVENUE ELEMENTARY SCHOOL | 60 CAMDEN AVE | UST-2833 | Education - Town | 1 | 1962-09-01 | Permanently Closed | 17000 | Heating Oil No.6
PROVIDENCE | CAMDEN AVENUE ELEMENTARY SCHOOL | 60 CAMDEN AVE | UST-2833 | Education - Town | 2 | null | Permanently Closed | 3000 | Heating Oil No.2
PROVIDENCE | CAMPBELL RESIDENCE | 50 CHANNING AVE | UST-16783 | Private Residence | 1 | 1984-10-09 | Permanently Closed | 4000 | Heating Oil No.2
PROVIDENCE | CANAL PROPERTIES | 189 CANAL ST | UST-18532 | Commercials | 1 | 1984-10-09 | Permanently Closed | 2000 | Heating Oil No.2
PROVIDENCE | CANNON HEALTH BLDG. | 75 DAVIS ST | UST-2496 | State Government | 1 | 1969-04-01 | Permanently Closed | 10000 | Heating Oil No.4
PROVIDENCE | CAPCO PLASTICS INC. (N/A) | 297 DEXTER ST | UST-3913 | Industrial | 1 | 1984-10-09 | Permanently Closed | 10000 | Heating Oil No.2
PROVIDENCE | CAPCO STEEL | 33 ACORN ST | UST-18657 | Commercials | 1 | 1984-10-09 | Permanently Closed | 1000 | Heating Oil No.2
PROVIDENCE | CAPCO STEEL | 33 ACORN ST | UST-18657 | Commercials | 2 | 1984-10-09 | Permanently Closed | 500 | Gasoline
PROVIDENCE | CAPCO STEEL | 33 ACORN ST | UST-18657 | Commercials | 3 | 1984-10-09 | Permanently Closed | 500 | Gasoline
PROVIDENCE | CAPITAL RECORDS MANAGEMENT CENTER, INC. | 431 HARRIS AVE | UST-18848 | Commercials | 1 | 1984-10-09 | Permanently Closed | 3000 | Unknown
PROVIDENCE | CAPITOL TEXACO #11-143-0302 | 201 SMITH ST | UST-427 | Gasoline Station | 1 | 1965-04-01 | Permanently Closed | 4000 | Gasoline
PROVIDENCE | CAPITOL TEXACO #11-143-0302 | 201 SMITH ST | UST-427 | Gasoline Station | 2 | 1965-04-01 | Permanently Closed | 4000 | Gasoline
PROVIDENCE | CAPITOL TEXACO #11-143-0302 | 201 SMITH ST | UST-427 | Gasoline Station | 3 | 1965-04-01 | Permanently Closed | 4000 | Gasoline
PROVIDENCE | CAPITOL TEXACO #11-143-0302 | 201 SMITH ST | UST-427 | Gasoline Station | 4 | 1965-04-01 | Permanently Closed | 4000 | Gasoline
PROVIDENCE | CAPITOL TEXACO #11-143-0302 | 201 SMITH ST | UST-427 | Gasoline Station | 5 | 1965-04-01 | Permanently Closed | 4000 | Diesel
PROVIDENCE | CAPITOL TEXACO #11-143-0302 | 201 SMITH ST | UST-427 | Gasoline Station | 6 | 1965-04-01 | Permanently Closed | 550 | Waste Oil
PROVIDENCE | CAPITOL TEXACO #11-143-0302 | 201 SMITH ST | UST-427 | Gasoline Station | 7 | 1994-01-01 | In Use | 550 | Waste Oil | Double Walled
PROVIDENCE | CAPITOL TEXACO #11-143-0302 | 201 SMITH ST | UST-427 | Gasoline Station | 8 | 1965-04-01 | Permanently Closed | 1000 | Heating Oil No.2
PROVIDENCE | CAPITOL TEXACO #11-143-0302 | 201 SMITH ST | UST-427 | Gasoline Station | 9 | 1994-01-01 | Permanently Closed | 1000 | Heating Oil No.2 | Double Walled
PROVIDENCE | CAPITOL TEXACO #11-143-0302 | 201 SMITH ST | UST-427 | Gasoline Station | 10 | 1993-11-01 | In Use | 12000 | Gasoline | Double Walled | 2016-04-06
PROVIDENCE | CAPITOL TEXACO #11-143-0302 | 201 SMITH ST | UST-427 | Gasoline Station | 11 | 1993-11-01 | In Use | 10000 | Gasoline | Double Walled | 2016-04-06
PROVIDENCE | CAPITOL TEXACO #11-143-0302 | 201 SMITH ST | UST-427 | Gasoline Station | 12 | 1993-11-01 | In Use | 8000 | Diesel | Double Walled | 2016-04-06
PROVIDENCE | CAPRICE REALTY, INC. | 322 RESERVOIR AVE | UST-15903 | Commercials | 1 | 1984-10-09 | Permanently Closed | 5000 | Gasoline
PROVIDENCE | CAPRICE REALTY, INC. | 322 RESERVOIR AVE | UST-15903 | Commercials | 2 | 1984-10-09 | Permanently Closed | 5000 | Gasoline
PROVIDENCE | CAPRICE REALTY, INC. | 322 RESERVOIR AVE | UST-15903 | Commercials | 3 | 1984-10-09 | Permanently Closed | 500 | Waste Oil
PROVIDENCE | CAPRICE REALTY, INC. | 322 RESERVOIR AVE | UST-15903 | Commercials | 4 | 1984-10-09 | Permanently Closed | 1000 | Heating Oil No.2
PROVIDENCE | CAPSTONE MINISTRIES INCORPORATED | 110 RUGGLES ST | UST-2368 | Commercials | 1 | 1961-08-01 | Permanently Closed | 1000 | Heating Oil No.2
PROVIDENCE | CARDOSO RESIDENCE | 13 FAMIGLIETII DR | UST-4410 | Private Residence | 1 | 1984-10-09 | Permanently Closed | 2000 | Heating Oil No.2
PROVIDENCE | CARIBBEAN SERVICE STATION | 1123 BROAD ST | UST-952 | Gasoline Station | 1 | 1965-04-01 | Permanently Closed | 2000 | Gasoline
PROVIDENCE | CARIBBEAN SERVICE STATION | 1123 BROAD ST | UST-952 | Gasoline Station | 2 | 1965-04-01 | Permanently Closed | 3000 | Gasoline
PROVIDENCE | CARIBBEAN SERVICE STATION | 1123 BROAD ST | UST-952 | Gasoline Station | 3 | 1965-04-01 | Permanently Closed | 3000 | Gasoline
PROVIDENCE | CARIBBEAN SERVICE STATION | 1123 BROAD ST | UST-952 | Gasoline Station | 4 | 1979-04-01 | Permanently Closed | 4000 | Gasoline
PROVIDENCE | CARIBBEAN SERVICE STATION | 1123 BROAD ST | UST-952 | Gasoline Station | 5 | 1965-04-01 | Permanently Closed | 500 | Kerosene
PROVIDENCE | CARIBBEAN SERVICE STATION | 1123 BROAD ST | UST-952 | Gasoline Station | 6 | 1965-04-01 | Permanently Closed | 550 | Waste Oil
PROVIDENCE | CARL G. LAURO ELEMENTARY SCHOOL | 99 KENYON ST | UST-2822 | Education - Town | 1 | 1997-09-24 | In Use | 5000 | Heating Oil No.2
PROVIDENCE | CARL G. LAURO ELEMENTARY SCHOOL | 99 KENYON ST | UST-2822 | Education - Town | 2 | 1997-09-24 | In Use | 5000 | Heating Oil No.2
PROVIDENCE | CAROL BARNES | 179-188 WAYLAND AVE | UST-17413 | Commercials | 1 | 1984-10-09 | Permanently Closed | 1000 | Heating Oil No.2
PROVIDENCE | CAROLYN SUMMER, ESTATE OF | 10 INTERVALE RD | UST-18155 | Private Residence | 1 | 1984-10-09 | Permanently Closed | 2500 | Heating Oil No.2
PROVIDENCE | CARPENTER MILL | 299 CARPENTER ST | UST-4231 | Commercials | 1 | 1984-10-09 | Permanently Closed | 10000 | Heating Oil No.4
PROVIDENCE | CARPENTER MILL | 299 CARPENTER ST | UST-4231 | Commercials | 2 | 1984-10-09 | Permanently Closed | 10000 | Heating Oil No.4
PROVIDENCE | CARROLL COATINGS | 150 ERNEST ST | UST-3848 | Commercials | 1 | 1984-10-09 | Permanently Closed | 1000 | Heating Oil No.2
PROVIDENCE | CARTIER BROTHERS, INC. | 65 BATH ST | UST-14 | Commercials | 1 | 1974-11-01 | Permanently Closed | 1000 | Gasoline
PROVIDENCE | CASABLANCA PROPERTIES | 132 GEORGE M. COHAN BLVD | UST-4065 | Commercials | 1 | 1984-10-09 | Permanently Closed | 1000 | Heating Oil No.2
PROVIDENCE | CASTELLUCCI STONE INC. | 45 WEST RIVER RD | UST-15654 | Commercials | 1 | 1939-03-01 | Permanently Closed | 7200 | Heating Oil No.4
PROVIDENCE | CATHEDRAL OF LIFE | 433 ELMWOOD AVE | UST-4003 | Other | 1 | 1984-10-09 | Permanently Closed | 75 | Heating Oil No.2
PROVIDENCE | CATHOLIC SOCIAL SERVICES | 1 CARTER ST | UST-2069 | Other | 1 | 1984-10-09 | Permanently Closed | 500 | Heating Oil No.2
PROVIDENCE | CENTER TO ADVANCE MINORITIES IN TRADES | 570 BROAD ST | UST-18433 | Other | 1 | 1984-10-09 | Permanently Closed | 2600 | Heating Oil No.2
PROVIDENCE | CENTER TO ADVANCE MINORITIES IN TRADES | 570 BROAD ST | UST-18433 | Other | 2 | 1984-10-09 | Permanently Closed | 2000 | Heating Oil No.2
PROVIDENCE | CENTRAL CONGREGATIONAL CHURCH | 296 ANGEL ST | UST-16377 | Other | 1 | 1984-10-09 | Permanently Closed | 5000 | Heating Oil No.6
PROVIDENCE | CENTRAL HIGH SCHOOL/HEATING PLANT | 70 FRICKER ST | UST-2837 | Education - Town | 1 | 1968-09-01 | In Use | 10000 | Heating Oil No.4
PROVIDENCE | CENTRAL HIGH SCHOOL/HEATING PLANT | 70 FRICKER ST | UST-2837 | Education - Town | 2 | 1968-09-01 | In Use | 10000 | Heating Oil No.4
PROVIDENCE | CERCE GROUP OFFICE BUILDING | 141 WESTMINSTER ST | UST-3849 | Commercials | 1 | 1984-10-09 | Permanently Closed | 2000 | Heating Oil No.2
PROVIDENCE | CHAD BROWN (PROVIDENCE HOUSING AUTHORITY) | 263 CHAD BROWN ST | UST-3549 | City/Town Government | 1 | 1984-10-09 | Permanently Closed | 10000 | Heating Oil No.4
PROVIDENCE | CHAD BROWN (PROVIDENCE HOUSING AUTHORITY) | 263 CHAD BROWN ST | UST-3549 | City/Town Government | 2 | 1984-10-09 | Permanently Closed | 10000 | Heating Oil No.6
PROVIDENCE | CHAD BROWN (PROVIDENCE HOUSING AUTHORITY) | 263 CHAD BROWN ST | UST-3549 | City/Town Government | 3 | 1992-08-01 | Permanently Closed | 10000 | Heating Oil No.4 | Double Walled
PROVIDENCE | CHARLES ELBAUM | 85 LORRAINE AVE | UST-2540 | Private Residence | 1 | 1979-10-01 | In Use | 2000 | Heating Oil No.2
PROVIDENCE | CHARLES FORTES & ALFRED LIMA ELEMENTARY SCHOOL | 234 DABOLL ST | UST-279 | Education - Town | 1 | 1985-07-01 | Permanently Closed | 20000 | Heating Oil No.4
PROVIDENCE | CHARLES FORTES & ALFRED LIMA ELEMENTARY SCHOOL | 234 DABOLL ST | UST-279 | Education - Town | 2 | 1984-10-09 | Permanently Closed | 15000 | Heating Oil No.6
PROVIDENCE | CHARLES FORTES & ALFRED LIMA ELEMENTARY SCHOOL | 234 DABOLL ST | UST-279 | Education - Town | 3 | 1984-10-09 | Permanently Closed | 6000 | Heating Oil No.6
PROVIDENCE | CHARLES FORTES & ALFRED LIMA ELEMENTARY SCHOOL | 234 DABOLL ST | UST-279 | Education - Town | 4 | 1984-10-09 | Permanently Closed | 5000 | Heating Oil No.2
PROVIDENCE | CHARLES FRADIN INC. | 154 NARRAGANSETT AVE | UST-1875 | Commercials | 1 | 1984-10-09 | Permanently Closed | 5000 | Heating Oil No.2
PROVIDENCE | CHARLES FRADIN INC. | 154 NARRAGANSETT AVE | UST-1875 | Commercials | 2 | 1984-10-09 | Permanently Closed | 4000 | Diesel
PROVIDENCE | CHARLES-ORMS BLDG. | 10 ORMS ST | UST-15934 | Other | 1 | 1984-10-09 | Permanently Closed | 12000 | Heating Oil No.2
PROVIDENCE | CHARLESGATE EAST PARTNERSHIP | 50 RANDALL ST | UST-3291 | Commercials | 1 | 1980-01-01 | Permanently Closed | 2000 | Diesel
PROVIDENCE | CHARLESGATE NURSING CENTER | 100 RANDALL ST | UST-3627 | Commercials | 1 | 1984-10-09 | Permanently Closed | 2000 | Diesel
PROVIDENCE | CHARLESGATE SOUTH PARTNERSHIP | 20 RANDALL ST | UST-3292 | Commercials | 1 | 1984-01-01 | Permanently Closed | 1000 | Diesel
PROVIDENCE | CHARTER REALTY | 1683 BROAD ST | UST-18486 | Commercials | 1 | 1984-10-09 | Permanently Closed | 1000 | Heating Oil No.2
PROVIDENCE | CHEAP WHEELS | 1568 BROAD ST | UST-15378 | Other | 1 | 1984-10-09 | Permanently Closed | 1000 | Gasoline
PROVIDENCE | CHEAP WHEELS | 1568 BROAD ST | UST-15378 | Other | 2 | 1984-10-09 | Permanently Closed | 2000 | Gasoline
PROVIDENCE | CHEAP WHEELS | 1568 BROAD ST | UST-15378 | Other | 3 | 1984-10-09 | Permanently Closed | 3000 | Gasoline
PROVIDENCE | CHEAP WHEELS | 1568 BROAD ST | UST-15378 | Other | 4 | 1984-10-09 | Permanently Closed | 4000 | Gasoline
PROVIDENCE | CHEAP WHEELS | 1568 BROAD ST | UST-15378 | Other | 5 | 1984-10-09 | Permanently Closed | 500 | Heating Oil No.2
PROVIDENCE | CHEAP WHEELS | 1568 BROAD ST | UST-15378 | Other | 6 | 1984-10-09 | Permanently Closed | 500 | Waste Oil
PROVIDENCE | CHILDREN'S CENTER | 610 MT. PLEASANT AVE | UST-1294 | State Government | 1 | 1980-05-01 | Permanently Closed | 5000 | Gasoline
PROVIDENCE | CHILDREN'S CENTER | 610 MT. PLEASANT AVE | UST-1294 | State Government | 2 | 1977-05-01 | Permanently Closed | 10000 | Gasoline
PROVIDENCE | CHILDREN'S CENTER | 610 MT. PLEASANT AVE | UST-1294 | State Government | 3 | 1980-05-01 | Permanently Closed | 5000 | Gasoline
PROVIDENCE | CHILDRENS FRIEND & SERVICE | 153 SUMMER ST | UST-15911 | Other | 1 | 1984-10-09 | Permanently Closed | 3000 | Heating Oil No.2
PROVIDENCE | CHRIS ANTONELLI REAL ESTATE | 52 VALLEY ST | UST-2765 | Commercials | 1 | 1984-10-09 | Permanently Closed | 29000 | Heating Oil No.2
PROVIDENCE | CHRIS ANTONELLI REAL ESTATE | 52 VALLEY ST | UST-2765 | Commercials | 2 | 1984-10-09 | Permanently Closed | 10000 | Heating Oil No.2
PROVIDENCE | CHRIS ANTONELLI REAL ESTATE | 52 VALLEY ST | UST-2765 | Commercials | 3 | 1984-10-09 | Permanently Closed | 27000 | Heating Oil No.2
PROVIDENCE | CHRIS ANTONELLI REAL ESTATE | 52 VALLEY ST | UST-2765 | Commercials | 4 | 1984-10-09 | Permanently Closed | 6000 | Heating Oil No.6
PROVIDENCE | CHRIS ANTONELLI REAL ESTATE | 52 VALLEY ST | UST-2765 | Commercials | 5 | 1984-10-09 | Permanently Closed | 29000 | Heating Oil No.6
PROVIDENCE | CHRISTIAN BROTHERS LIMITED PARTNERSHIP | 57 BROWNELL ST | UST-19041 | Commercials | 1 | 1984-10-09 | Permanently Closed | 1000 | Heating Oil No.2
PROVIDENCE | CHRISTOPHER OUT | 419 PRAIRIE AVE | UST-18853 | Commercials | 1 | 1984-10-09 | Permanently Closed | 500 | Unknown
PROVIDENCE | CHRISTOPHER OUT | 419 PRAIRIE AVE | UST-18853 | Commercials | 2 | 1984-10-09 | Permanently Closed | 500 | Waste Oil
PROVIDENCE | CHRISTOPHER OUT | 419 PRAIRIE AVE | UST-18853 | Commercials | 3 | 1984-10-09 | Permanently Closed | 1000 | Gasoline
PROVIDENCE | CHRISTOPHER OUT | 419 PRAIRIE AVE | UST-18853 | Commercials | 4 | 1984-10-09 | Permanently Closed | 1000 | Gasoline
PROVIDENCE | CHRISTOPHER OUT | 419 PRAIRIE AVE | UST-18853 | Commercials | 5 | 1984-10-09 | Permanently Closed | 1000 | Diesel
PROVIDENCE | CHRISTOPHER OUT | 419 PRAIRIE AVE | UST-18853 | Commercials | 6 | 1984-10-09 | Permanently Closed | 2000 | Gasoline
PROVIDENCE | CHRISTOPHER OUT | 419 PRAIRIE AVE | UST-18853 | Commercials | 7 | 1984-10-09 | Permanently Closed | 2000 | Gasoline
PROVIDENCE | CHURCH OF GOD | 297 ELMWOOD AVE | UST-18918 | Commercials | 1 | 1984-10-09 | Permanently Closed | 1000 | Heating Oil No.2
PROVIDENCE | CHURCH OF GOD | 297 ELMWOOD AVE | UST-18918 | Commercials | 2 | 1984-10-09 | Permanently Closed | 500 | Heating Oil No.2
PROVIDENCE | CHURCH OF THE ASSUMPTION | 795 POTTERS AVE | UST-3372 | Other | 1 | 1950-09-01 | In Use | 1000 | Heating Oil No.2
PROVIDENCE | CHURCH OF THE ASSUMPTION (RECTORY) | 791 POTTERS AVE | UST-3371 | Private Residence | 1 | 1957-09-01 | In Use | 2000 | Heating Oil No.2
PROVIDENCE | CHURCH OF THE EPIPHANY | 542 POTTERS AVE | UST-4154 | Commercials | 1 | 1984-10-09 | Permanently Closed | 1000 | Heating Oil No.2
PROVIDENCE | CHURCH OF THE EPIPHANY | 542 POTTERS AVE | UST-4154 | Commercials | 2 | 1984-10-09 | Permanently Closed | 1000 | Heating Oil No.2
PROVIDENCE | CHURCH OF THE HOLY NAME OF JESUS | 99 CAMP ST | UST-19296 | Other | 1 | 1984-10-09 | Permanently Closed | 1000 | Heating Oil No.2
PROVIDENCE | CHURCH OF THE REDEEMER | 655 HOPE ST | UST-16969 | Other | 1 | 1984-10-09 | Permanently Closed | 1000 | Heating Oil No.2
PROVIDENCE | CHURCH OF THE TRANSFIGURATION | 1665 BROAD ST | UST-16539 | Other | 1 | 1984-10-09 | Permanently Closed | 1000 | Heating Oil No.2
PROVIDENCE | CIBA-GEIGY CORPORATION | 180 MILL ST | UST-468 | Industrial | 1 | 1962-04-01 | Permanently Closed | 10000 | Hazardous Substance
PROVIDENCE | CIBA-GEIGY CORPORATION | 180 MILL ST | UST-468 | Industrial | 2 | 1962-04-01 | Permanently Closed | 10000 | Hazardous Substance
PROVIDENCE | CIBA-GEIGY CORPORATION | 180 MILL ST | UST-468 | Industrial | 3 | 1962-04-01 | Permanently Closed | 10000 | Hazardous Substance
PROVIDENCE | CIBA-GEIGY CORPORATION | 180 MILL ST | UST-468 | Industrial | 4 | 1963-04-01 | Permanently Closed | 10000 | Hazardous Substance
PROVIDENCE | CIBA-GEIGY CORPORATION | 180 MILL ST | UST-468 | Industrial | 5 | 1963-04-01 | Permanently Closed | 10000 | Hazardous Substance
PROVIDENCE | CIBA-GEIGY CORPORATION | 180 MILL ST | UST-468 | Industrial | 6 | 1963-04-01 | Permanently Closed | 10000 | Hazardous Substance
PROVIDENCE | CIBA-GEIGY CORPORATION | 180 MILL ST | UST-468 | Industrial | 7 | 1963-04-01 | Permanently Closed | 10000 | Hazardous Substance
PROVIDENCE | CIBA-GEIGY CORPORATION | 180 MILL ST | UST-468 | Industrial | 8 | 1963-04-01 | Permanently Closed | 10000 | Hazardous Substance
PROVIDENCE | CIBA-GEIGY CORPORATION | 180 MILL ST | UST-468 | Industrial | 9 | 1953-04-01 | Permanently Closed | 1000 | Gasoline
PROVIDENCE | CIBA-GEIGY CORPORATION | 180 MILL ST | UST-468 | Industrial | 10 | 1965-04-01 | Permanently Closed | 30000 | Heating Oil No.6
PROVIDENCE | CIBA-GEIGY CORPORATION | 180 MILL ST | UST-468 | Industrial | 11 | 1952-04-01 | Permanently Closed | 10000 | Heating Oil No.6
PROVIDENCE | CICMA HOUSE | 63 ANGEL ST | UST-18847 | Education Private | 1 | 1984-10-09 | Permanently Closed | 2000 | Unknown
PROVIDENCE | CITGO (FORMER) | 549 CHARLES ST | UST-15259 | Gasoline Station | 1 | 1984-10-09 | Permanently Closed | 3000 | Gasoline
PROVIDENCE | CITGO (FORMER) | 549 CHARLES ST | UST-15259 | Gasoline Station | 2 | 1984-10-09 | Permanently Closed | 3000 | Gasoline
PROVIDENCE | CITGO (FORMER) | 549 CHARLES ST | UST-15259 | Gasoline Station | 3 | 1984-10-09 | Permanently Closed | 3000 | Gasoline
PROVIDENCE | CITGO (FORMER) | 549 CHARLES ST | UST-15259 | Gasoline Station | 4 | 1984-10-09 | Permanently Closed | 4000 | Gasoline
PROVIDENCE | CITGO (FORMER) | 549 CHARLES ST | UST-15259 | Gasoline Station | 5 | 1984-10-09 | Permanently Closed | 500 | Heating Oil No.2
PROVIDENCE | CITGO (FORMER) | 549 CHARLES ST | UST-15259 | Gasoline Station | 6 | 1984-10-09 | Permanently Closed | 500 | Waste Oil
PROVIDENCE | CITIZEN'S BANK | 1917 WESTMINSTER ST | UST-17172 | Commercials | 1 | 1984-10-09 | Permanently Closed | 550 | Heating Oil No.2
PROVIDENCE | CITIZENS | 700 HARTFORD AVE | UST-4267 | Commercials | 1 | 1984-10-09 | Permanently Closed | 1000 | Gasoline
PROVIDENCE | CITIZENS | 700 HARTFORD AVE | UST-4267 | Commercials | 2 | 1984-10-09 | Permanently Closed | 1000 | Heating Oil No.2
PROVIDENCE | CITY GAS FOOD MART | 253 ELMWOOD AVE | UST-1136 | Gasoline Station | 1 | 1973-06-01 | Permanently Closed | 3000 | Gasoline
PROVIDENCE | CITY GAS FOOD MART | 253 ELMWOOD AVE | UST-1136 | Gasoline Station | 2 | 1973-06-01 | Permanently Closed | 3000 | Gasoline
PROVIDENCE | CITY GAS FOOD MART | 253 ELMWOOD AVE | UST-1136 | Gasoline Station | 3 | 1973-06-01 | Permanently Closed | 3000 | Gasoline
PROVIDENCE | CITY GAS FOOD MART | 253 ELMWOOD AVE | UST-1136 | Gasoline Station | 4 | 1973-06-01 | Permanently Closed | 10000 | Gasoline
PROVIDENCE | CITY GAS FOOD MART | 253 ELMWOOD AVE | UST-1136 | Gasoline Station | 5 | 1984-10-09 | Permanently Closed | 500 | Waste Oil
PROVIDENCE | CITY GAS FOOD MART | 253 ELMWOOD AVE | UST-1136 | Gasoline Station | 6 | 1984-10-09 | Permanently Closed | 500 | Heating Oil No.2
PROVIDENCE | CITY GAS FOOD MART | 253 ELMWOOD AVE | UST-1136 | Gasoline Station | 7 | 1996-10-01 | In Use | 9000 | Gasoline | Double Walled | 2017-12-29
PROVIDENCE | CITY GAS FOOD MART | 253 ELMWOOD AVE | UST-1136 | Gasoline Station | 8 | 1996-10-01 | In Use | 6000 | Gasoline | Double Walled | 2017-12-29
PROVIDENCE | CITY LOFTS, LLC PROPERTY | 179 WEYBOSSET ST | UST-3964 | Commercials | 1 | 1984-10-09 | Permanently Closed | 1000 | Heating Oil No.2
PROVIDENCE | CITY LOFTS, LLC PROPERTY | 179 WEYBOSSET ST | UST-3964 | Commercials | 2 | 1984-10-09 | Permanently Closed | 6000 | Heating Oil No.2
PROVIDENCE | CITY OF PROV TELECOMMUNICATIONS BLDG | 1 COMMUNICATIONS PL | UST-3114 | City/Town Government | 1 | 1985-12-01 | Permanently Closed | 1000 | Diesel | Double Walled
PROVIDENCE | CITY OF PROVIDENCE | 486 BROAD ST | UST-19171 | City/Town Government | 1 | 1984-10-09 | Permanently Closed | 275 | Heating Oil No.2
PROVIDENCE | CITY OF PROVIDENCE PROPERTY | 31 MYRTLE ST | UST-4022 | City/Town Government | 1 | 1984-10-09 | Permanently Closed | 125 | Mixture
PROVIDENCE | CITY OF PROVIDENCE TELECOMMUNICATIONS FACILITY | 215 WEST EXCHANGE ST | UST-3897 | City/Town Government | 1 | 1985-12-01 | Permanently Closed | 1000 | Diesel
PROVIDENCE | CITY TIRE COMPANY | 210 ALLENS AVE | UST-2594 | Commercials | 1 | 1981-06-01 | Permanently Closed | 5000 | Gasoline
PROVIDENCE | CIVIC CENTER INTERCHANGE | FOUNTAIN ST | UST-15546 | Industrial | 1 | 1984-10-09 | Permanently Closed | 2000 | Diesel
PROVIDENCE | CIVIC CENTER PARKING ASSOCIATION | 165 WASHINGTON ST | UST-4237 | Commercials | 1 | 1984-10-09 | Permanently Closed | 2000 | Gasoline
PROVIDENCE | CIVIC CENTER PARKING ASSOCIATION | 165 WASHINGTON ST | UST-4237 | Commercials | 2 | 1984-10-09 | Permanently Closed | 2000 | Gasoline
PROVIDENCE | CLARK AND COMBS COMPANY | 162 CLIFFORD ST | UST-16899 | Industrial | 1 | 1984-10-09 | Permanently Closed | 10000 | Heating Oil No.2
PROVIDENCE | CLARK AND COMBS COMPANY | 162 CLIFFORD ST | UST-16899 | Industrial | 2 | 1984-10-09 | Permanently Closed | 300 | Unknown
PROVIDENCE | CLARKE FLOWERS | 398 HOPE ST | UST-19222 | Commercials | 1 | 1984-10-09 | Permanently Closed | 3000 | Heating Oil No.2
PROVIDENCE | CLASSICAL HIGH SCHOOL | 770 WESTMINSTER ST | UST-4291 | Education - Town | 1 | 1984-10-09 | Permanently Closed | 2000 | Unknown
PROVIDENCE | CLAVERICK REALTY | 157 CLIFFORD ST | UST-2418 | Commercials | 1 | 1949-06-01 | Permanently Closed | 2000 | Heating Oil No.2
PROVIDENCE | CLIFFORD METAL | 200 CORLISS ST | UST-18928 | Industrial | 1 | 1984-10-09 | Permanently Closed | 6000 | Gasoline
PROVIDENCE | CLIFFORD METAL | 200 CORLISS ST | UST-18928 | Industrial | 2 | 1984-10-09 | Permanently Closed | 6000 | Diesel
PROVIDENCE | COASTWAY CREDIT UNION | 10 GREEN ST | UST-18988 | Commercials | 1 | 1984-10-09 | Permanently Closed | 8000 | Heating Oil No.2
PROVIDENCE | COBRA REALTY | 90 ELM ST | UST-2478 | Commercials | 1 | 1984-10-09 | Permanently Closed | 1000 | Heating Oil No.2
PROVIDENCE | COCA COLA BOTTLING COMPANY | 95 PLEASANT VALLEY PKWY | UST-1678 | Commercials | 1 | 1986-08-01 | Permanently Closed | 10000 | Gasoline
PROVIDENCE | COCA COLA BOTTLING COMPANY | 95 PLEASANT VALLEY PKWY | UST-1678 | Commercials | 2 | 1986-08-01 | Permanently Closed | 10000 | Gasoline
PROVIDENCE | COCA COLA BOTTLING COMPANY | 95 PLEASANT VALLEY PKWY | UST-1678 | Commercials | 3 | 1986-08-01 | Permanently Closed | 10000 | Diesel
PROVIDENCE | COCA COLA BOTTLING COMPANY | 95 PLEASANT VALLEY PKWY | UST-1678 | Commercials | 4 | 1986-08-01 | Permanently Closed | 10000 | Heating Oil No.4
PROVIDENCE | COCA COLA BOTTLING COMPANY | 95 PLEASANT VALLEY PKWY | UST-1678 | Commercials | 5 | 1986-08-01 | Permanently Closed | 5000 | Heating Oil No.4
PROVIDENCE | COCA COLA BOTTLING COMPANY | 95 PLEASANT VALLEY PKWY | UST-1678 | Commercials | 6 | 1986-08-01 | Permanently Closed | 5000 | Heating Oil No.4
PROVIDENCE | COCA COLA BOTTLING COMPANY | 95 PLEASANT VALLEY PKWY | UST-1678 | Commercials | 7 | 1986-08-01 | Permanently Closed | 2000 | Heating Oil No.2
PROVIDENCE | COCA COLA BOTTLING COMPANY | 95 PLEASANT VALLEY PKWY | UST-1678 | Commercials | 8 | 1986-08-01 | Permanently Closed | 5000 | Heating Oil No.4
PROVIDENCE | COCA COLA BOTTLING COMPANY | 95 PLEASANT VALLEY PKWY | UST-1678 | Commercials | 9 | 1984-10-09 | Permanently Closed | 2000 | Diesel
PROVIDENCE | COCA COLA BOTTLING COMPANY | 95 PLEASANT VALLEY PKWY | UST-1678 | Commercials | 10 | 1984-10-09 | Permanently Closed | 2000 | Heating Oil No.2
PROVIDENCE | COCA COLA BOTTLING COMPANY | 95 PLEASANT VALLEY PKWY | UST-1678 | Commercials | 11 | 1984-10-09 | Permanently Closed | 10000 | Heating Oil No.2
PROVIDENCE | CODDING COURT | 142 DODGE ST | UST-18310 | City/Town Government | 1 | 1984-10-09 | Permanently Closed | 15000 | Heating Oil No.2
PROVIDENCE | COGENS PRINTING SERVICES | 1 VIRGINIA AVE | UST-3079 | Commercials | 1 | 1984-10-09 | Permanently Closed | 2000 | Heating Oil No.2
PROVIDENCE | COGENS PRINTING SERVICES | 1 VIRGINIA AVE | UST-3079 | Commercials | 2 | 1976-12-01 | Permanently Closed | 2000 | Heating Oil No.2
PROVIDENCE | COHEN HEATING | 38 BATH ST | UST-19286 | Commercials | 1 | 1984-10-09 | Permanently Closed | 500 | Unknown
PROVIDENCE | COHEN HEATING | 38 BATH ST | UST-19286 | Commercials | 2 | 1984-10-09 | Permanently Closed | 2000 | Heating Oil No.2
PROVIDENCE | COLANNINO | 532 MANTON AVE | UST-15494 | Commercials | 1 | 1984-10-09 | Permanently Closed | 500 | Waste Oil
PROVIDENCE | COLANNINO | 532 MANTON AVE | UST-15494 | Commercials | 2 | 1984-10-09 | Permanently Closed | 500 | Heating Oil No.2
PROVIDENCE | COLANNINO | 532 MANTON AVE | UST-15494 | Commercials | 3 | 1984-10-09 | Permanently Closed | 3000 | Gasoline
PROVIDENCE | COLANNINO | 532 MANTON AVE | UST-15494 | Commercials | 4 | 1984-10-09 | Permanently Closed | 3000 | Gasoline
PROVIDENCE | COLANNINO | 532 MANTON AVE | UST-15494 | Commercials | 5 | 1984-10-09 | Permanently Closed | 4000 | Gasoline
PROVIDENCE | COLBEA SHELL | 1020 NARRAGANSETT BLVD | UST-789 | Gasoline Station | 1 | 1972-04-01 | Permanently Closed | 8000 | Gasoline
PROVIDENCE | COLBEA SHELL | 1020 NARRAGANSETT BLVD | UST-789 | Gasoline Station | 2 | 1990-06-14 | Permanently Closed | 12000 | Gasoline | Double Walled | 1990-06-14
PROVIDENCE | COLBEA SHELL | 1020 NARRAGANSETT BLVD | UST-789 | Gasoline Station | 3 | 1972-04-01 | Permanently Closed | 8000 | Gasoline | Double Walled
PROVIDENCE | COLBEA SHELL | 1020 NARRAGANSETT BLVD | UST-789 | Gasoline Station | 4 | 1990-06-13 | Permanently Closed | 12000 | Gasoline | Double Walled | 1990-06-13
PROVIDENCE | COLBEA SHELL | 1020 NARRAGANSETT BLVD | UST-789 | Gasoline Station | 5 | 1972-04-01 | Permanently Closed | 8000 | Gasoline
PROVIDENCE | COLBEA SHELL | 1020 NARRAGANSETT BLVD | UST-789 | Gasoline Station | 6 | 1990-06-13 | Permanently Closed | 12000 | Gasoline | Double Walled | 1990-06-13
PROVIDENCE | COLBEA SHELL | 1020 NARRAGANSETT BLVD | UST-789 | Gasoline Station | 7 | 1970-04-01 | Permanently Closed | 500 | Waste Oil
PROVIDENCE | COLBEA SHELL | 1020 NARRAGANSETT BLVD | UST-789 | Gasoline Station | 8 | 1970-04-01 | Permanently Closed | 500 | Heating Oil No.2 | Double Walled
PROVIDENCE | COLBEA SHELL | 1020 NARRAGANSETT BLVD | UST-789 | Gasoline Station | 9 | 1990-06-01 | Permanently Closed | 1000 | Heating Oil No.2
PROVIDENCE | COLBEA SHELL | 1020 NARRAGANSETT BLVD | UST-789 | Gasoline Station | 13 | 1990-06-01 | Permanently Closed | 1000 | Waste Oil | Double Walled
PROVIDENCE | COLBEA SHELL | 1020 NARRAGANSETT BLVD | UST-789 | Gasoline Station | 14 | 2017-11-01 | In Use | 15000 | Gasoline | Double Walled | 2017-10-31
PROVIDENCE | COLBEA SHELL | 1020 NARRAGANSETT BLVD | UST-789 | Gasoline Station | 15 | 2017-11-01 | In Use | 9000 | Gasoline | Double Walled | 2017-10-31
PROVIDENCE | COLBEA SHELL | 1020 NARRAGANSETT BLVD | UST-789 | Gasoline Station | 16 | 2017-11-01 | In Use | 6000 | Diesel | Double Walled | 2017-10-31
PROVIDENCE | COLETTA'S DOWNTOWN AUTO SERVICE, INC. | 425 RICHMOND ST | UST-395 | Gasoline Station | 1 | 1966-04-01 | Permanently Closed | 5000 | Gasoline
PROVIDENCE | COLETTA'S DOWNTOWN AUTO SERVICE, INC. | 425 RICHMOND ST | UST-395 | Gasoline Station | 2 | 1966-04-01 | Permanently Closed | 5000 | Gasoline
PROVIDENCE | COLETTA'S DOWNTOWN AUTO SERVICE, INC. | 425 RICHMOND ST | UST-395 | Gasoline Station | 3 | 1966-04-01 | Permanently Closed | 2000 | Heating Oil No.2
PROVIDENCE | COLETTA'S DOWNTOWN AUTO SERVICE, INC. | 425 RICHMOND ST | UST-395 | Gasoline Station | 4 | 1984-10-09 | Permanently Closed | 500 | Waste Oil
PROVIDENCE | COLETTA'S DOWNTOWN AUTO SERVICE, INC. | 425 RICHMOND ST | UST-395 | Gasoline Station | 5 | 1994-10-11 | Permanently Closed | 3000 | Heating Oil No.2 | Double Walled | 1994-09-09
PROVIDENCE | COLETTA'S DOWNTOWN AUTO SERVICE, INC. | 425 RICHMOND ST | UST-395 | Gasoline Station | 6 | 1994-10-01 | Permanently Closed | 3000 | Diesel | Double Walled | 1994-09-09
PROVIDENCE | COLETTA'S DOWNTOWN AUTO SERVICE, INC. | 425 RICHMOND ST | UST-395 | Gasoline Station | 7 | null | Permanently Closed | 500 | Unknown | Single Walled
PROVIDENCE | COLLEGE CONVENIENCE MART, INC. | 664 ADMIRAL ST | UST-900 | Gasoline Station | 1 | 1970-04-01 | Permanently Closed | 6000 | Gasoline
PROVIDENCE | COLLEGE CONVENIENCE MART, INC. | 664 ADMIRAL ST | UST-900 | Gasoline Station | 2 | 1970-04-01 | Permanently Closed | 6000 | Gasoline
PROVIDENCE | COLLEGE CONVENIENCE MART, INC. | 664 ADMIRAL ST | UST-900 | Gasoline Station | 3 | 1970-04-01 | Permanently Closed | 5000 | Gasoline
PROVIDENCE | COLLEGE CONVENIENCE MART, INC. | 664 ADMIRAL ST | UST-900 | Gasoline Station | 4 | 1970-04-01 | Permanently Closed | 550 | Waste Oil
PROVIDENCE | COLLEGE CONVENIENCE MART, INC. | 664 ADMIRAL ST | UST-900 | Gasoline Station | 5 | 1970-04-01 | Permanently Closed | 550 | Heating Oil No.2
PROVIDENCE | COLLEGE CONVENIENCE MART, INC. | 664 ADMIRAL ST | UST-900 | Gasoline Station | 6 | 1994-11-01 | In Use | 12000 | Gasoline | Double Walled | 2019-07-02
PROVIDENCE | COLLEGE CONVENIENCE MART, INC. | 664 ADMIRAL ST | UST-900 | Gasoline Station | 7 | 1994-11-01 | In Use | 12000 | Gasoline | Double Walled | 2019-07-02
PROVIDENCE | COLOMBIA AUTO SERVICE, CORP. | 1160 WESTMINSTER ST | UST-2082 | Gasoline Station | 1 | 1974-09-11 | Permanently Closed | 3000 | Gasoline | Single Walled | 1996-08-01
PROVIDENCE | COLOMBIA AUTO SERVICE, CORP. | 1160 WESTMINSTER ST | UST-2082 | Gasoline Station | 2 | 1974-09-11 | Permanently Closed | 3000 | Gasoline | Single Walled | 1996-08-01
PROVIDENCE | COLOMBIA AUTO SERVICE, CORP. | 1160 WESTMINSTER ST | UST-2082 | Gasoline Station | 3 | 1974-09-11 | Permanently Closed | 3000 | Gasoline | Single Walled | 1996-08-01
PROVIDENCE | COLOMBIA AUTO SERVICE, CORP. | 1160 WESTMINSTER ST | UST-2082 | Gasoline Station | 4 | 1974-09-11 | Permanently Closed | 4000 | Gasoline | Single Walled | 1996-08-01
PROVIDENCE | COLOMBIA AUTO SERVICE, CORP. | 1160 WESTMINSTER ST | UST-2082 | Gasoline Station | 5 | 1984-10-09 | Permanently Closed | 500 | Waste Oil
PROVIDENCE | COLOMBIA AUTO SERVICE, CORP. | 1160 WESTMINSTER ST | UST-2082 | Gasoline Station | 6 | 1984-10-09 | Permanently Closed | 500 | Heating Oil No.2
PROVIDENCE | COLONIAL APARTMENTS | 171-185 BENEFIT ST | UST-3459 | Education Private | 1 | 1984-10-09 | Permanently Closed | 5000 | Other
PROVIDENCE | COLONIAL KNIFE | 28 AGNES ST | UST-3529 | Industrial | 1 | 1984-10-09 | Permanently Closed | 10000 | Heating Oil No.4
PROVIDENCE | COLONIAL KNIFE | 28 AGNES ST | UST-3529 | Industrial | 2 | 1984-10-09 | Permanently Closed | 2000 | Heating Oil No.2
PROVIDENCE | COLONIAL MOTOR SALES, INC. | 1246 NORTH MAIN ST | UST-513 | Commercials | 1 | 1966-04-01 | Permanently Closed | 1000 | Gasoline
PROVIDENCE | COLONIAL MOTOR SALES, INC. | 1246 NORTH MAIN ST | UST-513 | Commercials | 2 | 1990-01-01 | Permanently Closed | 2000 | Gasoline | Double Walled
PROVIDENCE | COLONIAL MOTOR SALES, INC. | 1246 NORTH MAIN ST | UST-513 | Commercials | 3 | 1966-04-01 | Permanently Closed | 10000 | Heating Oil No.2
PROVIDENCE | COLONIAL MOTOR SALES, INC. | 1246 NORTH MAIN ST | UST-513 | Commercials | 4 | 1973-04-01 | Permanently Closed | 4000 | Motor Oil
PROVIDENCE | COLONIAL MOTOR SALES, INC. | 1246 NORTH MAIN ST | UST-513 | Commercials | 5 | 1983-04-01 | Permanently Closed | 275 | Hazardous Substance
PROVIDENCE | COLONIAL MOTOR SALES, INC. | 1246 NORTH MAIN ST | UST-513 | Commercials | 6 | 1973-04-01 | Permanently Closed | 1500 | Waste Oil
PROVIDENCE | COLONIAL MOTOR SALES, INC. | 1246 NORTH MAIN ST | UST-513 | Commercials | 7 | 1984-10-09 | Permanently Closed | 275 | Heating Oil No.2
PROVIDENCE | COLUMBUS SQUARE SERVICE, INC. | 298 MONTGOMERY AVE | UST-2112 | Gasoline Station | 1 | 1984-10-09 | Permanently Closed | 3000 | Gasoline
PROVIDENCE | COLUMBUS SQUARE SERVICE, INC. | 298 MONTGOMERY AVE | UST-2112 | Gasoline Station | 2 | 1984-10-09 | Permanently Closed | 1000 | Gasoline
PROVIDENCE | COLUMBUS SQUARE SERVICE, INC. | 298 MONTGOMERY AVE | UST-2112 | Gasoline Station | 3 | 1984-10-09 | Permanently Closed | 1000 | Diesel
PROVIDENCE | COLUMBUS SQUARE SERVICE, INC. | 298 MONTGOMERY AVE | UST-2112 | Gasoline Station | 4 | 1984-10-09 | Permanently Closed | 1000 | Gasoline
PROVIDENCE | COLUMBUS SQUARE SERVICE, INC. | 298 MONTGOMERY AVE | UST-2112 | Gasoline Station | 5 | 1984-10-09 | Permanently Closed | 500 | Waste Oil
PROVIDENCE | COLUMBUS SQUARE SERVICE, INC. | 298 MONTGOMERY AVE | UST-2112 | Gasoline Station | 6 | 1984-10-09 | Permanently Closed | 500 | Heating Oil No.2
PROVIDENCE | COLUMBUS THEATRE, INC. | 270 BROADWAY | UST-4357 | Commercials | 1 | 1984-10-09 | Permanently Closed | 5000 | Heating Oil No.2
PROVIDENCE | COMMERCIAL APARTMENT HOUSE | 461-465 ELMWOOD AVE | UST-18609 | Other | 1 | 1984-10-09 | Permanently Closed | 1000 | Heating Oil No.2
PROVIDENCE | COMMERCIAL BLDG - 7 MOUNT HOPE AVENUE | 7 MOUNT HOPE AVE | UST-4829 | Commercials | 1 | null | Permanently Closed | 2000 | Heating Oil No.2
PROVIDENCE | COMMERCIAL BLDG - 7 MOUNT HOPE AVENUE | 7 MOUNT HOPE AVE | UST-4829 | Commercials | 2 | null | Permanently Closed | 2000 | Heating Oil No.2
PROVIDENCE | COMMERCIAL BLDG AT 228 BROAD STREET | 228 BROAD ST | UST-5003 | Commercials | 1 | null | Permanently Closed | 1100 | Unknown | Single Walled
PROVIDENCE | COMMERCIAL BLDG. | 220 ACADEMY AVE | UST-18333 | Commercials | 1 | 1984-10-09 | Permanently Closed | 1000 | Heating Oil No.2
PROVIDENCE | COMMERCIAL BLDG. | 101 NORTH MAIN ST | UST-18430 | Commercials | 1 | 1984-10-09 | Permanently Closed | 750 | Heating Oil No.2
PROVIDENCE | COMMERCIAL BLDG. | 1315 BROAD ST | UST-18680 | Commercials | 1 | 1984-10-09 | Permanently Closed | 1000 | Gasoline
PROVIDENCE | COMMERCIAL BLDG. | 1315 BROAD ST | UST-18680 | Commercials | 2 | 1984-10-09 | Permanently Closed | 1000 | Gasoline
PROVIDENCE | COMMERCIAL BLDG. | 1315 BROAD ST | UST-18680 | Commercials | 3 | 1984-10-09 | Permanently Closed | 1000 | Gasoline
PROVIDENCE | COMMERCIAL BLDG. | 1315 BROAD ST | UST-18680 | Commercials | 4 | 1984-10-09 | Permanently Closed | 20000 | Gasoline
PROVIDENCE | COMMERCIAL BUILDING | 86 WEYBOSSET ST | UST-4564 | Commercials | 1 | 1984-10-09 | Permanently Closed | 2200 | Heating Oil No.6
PROVIDENCE | COMMERCIAL PLASTICS AND SUPPLY CORP. (FORMERLY) | 69 NARRAGANSETT AVE | UST-19192 | Commercials | 1 | 1984-10-09 | Permanently Closed | 550 | Heating Oil No.2
PROVIDENCE | COMMERCIAL PLASTICS AND SUPPLY CORP. (FORMERLY) | 69 NARRAGANSETT AVE | UST-19192 | Commercials | 2 | 1984-10-09 | Permanently Closed | 2000 | Gasoline
PROVIDENCE | COMMERCIAL PLASTICS AND SUPPLY CORP. (FORMERLY) | 69 NARRAGANSETT AVE | UST-19192 | Commercials | 3 | 1984-10-09 | Permanently Closed | 2000 | Unknown
PROVIDENCE | COMMERCIAL PROPERTY | 150 POINT ST | UST-1656 | Commercials | 1 | 1967-09-01 | Permanently Closed | 4000 | Gasoline
PROVIDENCE | COMMERCIAL PROPERTY | 150 POINT ST | UST-1656 | Commercials | 2 | 1967-09-01 | Permanently Closed | 4000 | Gasoline
PROVIDENCE | COMMERCIAL PROPERTY | 150 POINT ST | UST-1656 | Commercials | 3 | 1967-09-01 | Permanently Closed | 4000 | Gasoline
PROVIDENCE | COMMERCIAL PROPERTY | 150 POINT ST | UST-1656 | Commercials | 4 | 1967-09-01 | Permanently Closed | 4000 | Gasoline
PROVIDENCE | COMMERCIAL PROPERTY | 150 POINT ST | UST-1656 | Commercials | 5 | 1984-10-09 | Permanently Closed | 275 | Waste Oil
PROVIDENCE | COMMERCIAL PROPERTY | 150 POINT ST | UST-1656 | Commercials | 6 | 1984-10-09 | Permanently Closed | 500 | Heating Oil No.2
PROVIDENCE | COMMERCIAL PROPERTY | 88 HAROLD ST | UST-3672 | Commercials | 1 | 1975-03-01 | Tank Not Found | 2000 | Heating Oil No.2
PROVIDENCE | COMMERCIAL PROPERTY | 469 ANGELL ST | UST-18234 | Commercials | 1 | 1984-10-09 | Permanently Closed | 1000 | Heating Oil No.2
PROVIDENCE | COMMERCIAL PROPERTY | 469 ANGELL ST | UST-18234 | Commercials | 2 | 1984-10-09 | Permanently Closed | 275 | Heating Oil No.2
PROVIDENCE | COMMERCIAL PROPERTY | 469 ANGELL ST | UST-18234 | Commercials | 3 | 1984-10-09 | Permanently Closed | 275 | Heating Oil No.2
PROVIDENCE | COMMERCIAL PROPERTY | 110 BENEFIT ST | UST-18307 | Commercials | 1 | 1984-10-09 | Permanently Closed | 1000 | Heating Oil No.2
PROVIDENCE | COMMERCIAL PROPERTY | 104 VALLEY ST | UST-19151 | Commercials | 1 | 1984-10-09 | Permanently Closed | 1000 | Heating Oil No.2
PROVIDENCE | COMMERCIAL PROPERTY | 55 GRANT ST | UST-4421 | Commercials | 1 | 1984-10-09 | Permanently Closed | 20000 | Heating Oil No.2
PROVIDENCE | COMMERCIAL PROPERTY | 55 GRANT ST | UST-4421 | Commercials | 2 | 1984-10-09 | Permanently Closed | 20000 | Heating Oil No.2
PROVIDENCE | COMMERCIAL PROPERTY | 257 GANO ST | UST-4621 | Commercials | 1 | 1984-10-09 | Permanently Closed | 1000 | Heating Oil No.2
PROVIDENCE | COMMERCIAL RENTAL PROPERTY | 1280 NORTH MAIN ST | UST-18387 | Commercials | 1 | 1984-10-09 | Permanently Closed | 750 | Heating Oil No.2
PROVIDENCE | COMMERICAL BLDG. | 3 BRAYTON AVE | UST-16805 | Commercials | 1 | 1984-10-09 | Permanently Closed | 7000 | Heating Oil No.6
PROVIDENCE | COMMERICAL BLDG. | 3 BRAYTON AVE | UST-16805 | Commercials | 2 | 1984-10-09 | Permanently Closed | 1000 | Heating Oil No.4
PROVIDENCE | COMMERICAL PROPERTY | 53 BATH ST | UST-4172 | Commercials | 1 | 1984-10-09 | Permanently Closed | 500 | Heating Oil No.2
PROVIDENCE | COMMUNITY CENTER | 75 ATLANTIC AVE | UST-4572 | City/Town Government | 1 | 1984-10-09 | Permanently Closed | 500 | Heating Oil No.6
PROVIDENCE | COMMUNITY COLLEGE OF RHODE ISLAND | 1 HILTON ST | UST-18488 | Education Private | 1 | 1984-10-09 | Permanently Closed | 1500 | Diesel
PROVIDENCE | COMMUNITY MONTESSORI SCHOOL | 71-75 STANDWOOD ST | UST-4565 | Education Private | 1 | 1984-10-09 | Permanently Closed | 2000 | Heating Oil No.2
PROVIDENCE | COMMUNITY SERVICE STATION | 2 MT. PLEASANT AVE | UST-1033 | Gasoline Station | 1 | 1960-04-01 | Permanently Closed | 4000 | Gasoline
PROVIDENCE | COMMUNITY SERVICE STATION | 2 MT. PLEASANT AVE | UST-1033 | Gasoline Station | 2 | 1960-04-01 | Permanently Closed | 3000 | Gasoline
PROVIDENCE | COMMUNITY SERVICE STATION | 2 MT. PLEASANT AVE | UST-1033 | Gasoline Station | 3 | 1960-04-01 | Permanently Closed | 275 | Waste Oil
PROVIDENCE | CONTECH PACKAGING, INC. | 99 HARTFORD AVE | UST-4061 | Commercials | 1 | 1984-10-09 | Permanently Closed | 1000 | Heating Oil No.6
PROVIDENCE | CONTINENTAL BAKING CO., INC. | 469 HARTFORD AVE | UST-1944 | Commercials | 1 | 1976-08-01 | Permanently Closed | 10000 | Gasoline
PROVIDENCE | CONTINENTAL BAKING CO., INC. | 469 HARTFORD AVE | UST-1944 | Commercials | 2 | 1984-10-09 | Permanently Closed | 500 | Waste Oil
PROVIDENCE | CONTINENTAL BAKING CO., INC. | 469 HARTFORD AVE | UST-1944 | Commercials | 3 | 1984-10-09 | Permanently Closed | 1000 | Heating Oil No.2
PROVIDENCE | CONTINENTAL BAKING CO., INC. | 469 HARTFORD AVE | UST-1944 | Commercials | 4 | 1984-10-09 | Permanently Closed | 1100 | Gasoline
PROVIDENCE | CONTINENTAL BAKING CO., INC. | 469 HARTFORD AVE | UST-1944 | Commercials | 5 | 1984-10-09 | Permanently Closed | 1100 | Gasoline
PROVIDENCE | CONTRACT SPECIALISTS | 234 HARTFORD AVE | UST-18594 | Commercials | 1 | 1984-10-09 | Permanently Closed | 3000 | Heating Oil No.2
PROVIDENCE | COOPER RESIDENCE | 49 INTERVALE RD | UST-4555 | Private Residence | 1 | 1984-10-09 | Permanently Closed | 1250 | Heating Oil No.2
PROVIDENCE | COOPER-LEWIS PAINT SUPPLY | 880 EDDY ST | UST-2330 | Industrial | 1 | 1960-04-01 | Permanently Closed | 500 | Heating Oil No.2
PROVIDENCE | COOPER-LEWIS PAINT SUPPLY | 880 EDDY ST | UST-2330 | Industrial | 2 | 1989-07-01 | Permanently Closed | 500 | Heating Oil No.2
PROVIDENCE | CORLISS-BRACKET ANNEX | 45 PROSPECT ST | UST-18405 | Education Private | 1 | 1984-10-09 | Permanently Closed | 2000 | Heating Oil No.2
PROVIDENCE | CORO BLDG. (FORMERLY) | 125 SOUTH ST | UST-18683 | Commercials | 1 | 1984-10-09 | Permanently Closed | 3500 | Heating Oil No.6
PROVIDENCE | CORP. BROTHERS, INC. | 1 BROOK ST | UST-3209 | Commercials | 1 | 1953-06-01 | Permanently Closed | 1000 | Diesel
PROVIDENCE | CORP. BROTHERS, INC. | 1 BROOK ST | UST-3209 | Commercials | 2 | 1970-06-01 | Permanently Closed | 275 | Diesel
PROVIDENCE | CORP. BROTHERS, INC. | 1 BROOK ST | UST-3209 | Commercials | 3 | 1970-06-01 | Permanently Closed | 275 | Diesel
PROVIDENCE | CORSI | 273 WEBSTER ST | UST-18354 | Commercials | 1 | 1984-10-09 | Permanently Closed | 2000 | Gasoline
PROVIDENCE | CORSI | 273 WEBSTER ST | UST-18354 | Commercials | 2 | 1984-10-09 | Permanently Closed | 2000 | Gasoline
PROVIDENCE | CORSI | 273 WEBSTER ST | UST-18354 | Commercials | 3 | 1984-10-09 | Permanently Closed | 3000 | Gasoline
PROVIDENCE | CORSI | 273 WEBSTER ST | UST-18354 | Commercials | 4 | 1984-10-09 | Permanently Closed | 550 | Heating Oil No.2
PROVIDENCE | CORSI | 273 WEBSTER ST | UST-18354 | Commercials | 5 | 1984-10-09 | Permanently Closed | 1000 | Waste Oil
PROVIDENCE | CORY AND SONS CITGO INC. | 716 HARTFORD AVE | UST-3035 | Gasoline Station | 1 | 1970-04-01 | Permanently Closed | 5000 | Gasoline
PROVIDENCE | CORY AND SONS CITGO INC. | 716 HARTFORD AVE | UST-3035 | Gasoline Station | 2 | 1970-04-01 | Permanently Closed | 4000 | Gasoline
PROVIDENCE | CORY AND SONS CITGO INC. | 716 HARTFORD AVE | UST-3035 | Gasoline Station | 3 | 1970-04-01 | Permanently Closed | 4000 | Gasoline
PROVIDENCE | CORY AND SONS CITGO INC. | 716 HARTFORD AVE | UST-3035 | Gasoline Station | 4 | 1994-11-01 | In Use | 10000 | Gasoline | Double Walled
PROVIDENCE | CORY AND SONS CITGO INC. | 716 HARTFORD AVE | UST-3035 | Gasoline Station | 5 | 1994-11-01 | In Use | 10000 | Gasoline | Double Walled
PROVIDENCE | CORY AND SONS CITGO INC. | 716 HARTFORD AVE | UST-3035 | Gasoline Station | 6 | 1984-10-09 | Permanently Closed | 500 | Waste Oil
PROVIDENCE | CORY AND SONS CITGO INC. | 716 HARTFORD AVE | UST-3035 | Gasoline Station | 7 | 1999-06-18 | In Use | 4000 | Diesel | Double Walled
PROVIDENCE | CORY AND SONS CITGO INC. | 716 HARTFORD AVE | UST-3035 | Gasoline Station | 8 | 1984-10-09 | In Use | 1000 | Heating Oil No.2 | Single Walled
PROVIDENCE | COST REALTY | 736 BROAD ST | UST-17995 | Commercials | 1 | 1984-10-09 | Permanently Closed | 2000 | Heating Oil No.2
PROVIDENCE | COUNTACH ASSOCIATES | 140 MEDWAY ST | UST-16371 | Commercials | 1 | 1984-10-09 | Permanently Closed | 2000 | Heating Oil No.2
PROVIDENCE | COX COMMUNICATIONS | 1073 DOUGLAS AVE | UST-4716 | Commercials | 1 | 1984-10-09 | Permanently Closed | 500 | Unknown
PROVIDENCE | CRANSTON GENERAL HOSPITAL | 1763 BROAD ST | UST-2621 | Other | 1 | 1984-10-09 | Permanently Closed | 10000 | Heating Oil No.6
PROVIDENCE | CRANSTON GENERAL HOSPITAL | 1763 BROAD ST | UST-2621 | Other | 2 | 1979-07-01 | Permanently Closed | 2000 | Diesel
PROVIDENCE | CRANSTON GENERAL HOSPITAL | 1763 BROAD ST | UST-2621 | Other | 3 | 1984-10-09 | Permanently Closed | 2000 | Heating Oil No.2
PROVIDENCE | CRANSTON ST. ARMORY | CRANSTON ST | UST-2501 | Federal Government | 1 | 1984-10-09 | Permanently Closed | 8000 | Heating Oil No.2
PROVIDENCE | CRANSTON ST. ARMORY | CRANSTON ST | UST-2501 | Federal Government | 2 | 1984-10-09 | Permanently Closed | 1000 | Heating Oil No.2
PROVIDENCE | CRANSTON ST. ARMORY | CRANSTON ST | UST-2501 | Federal Government | 3 | 1984-10-09 | Permanently Closed | 1000 | Heating Oil No.2
PROVIDENCE | CRAWFORD GARDEN SUPPLIES | 589 ATWELLS RD | UST-67 | Commercials | 1 | 1984-10-09 | Permanently Closed | 2000 | Diesel
PROVIDENCE | CRAWFORD GARDEN SUPPLIES | 589 ATWELLS RD | UST-67 | Commercials | 2 | 1984-10-09 | Permanently Closed | 2000 | Diesel
PROVIDENCE | CREAMER RESIDENTIAL PROPERTY | 34 LAKEVIEW DR | UST-4038 | Private Residence | 1 | 1984-10-09 | Permanently Closed | 2000 | Heating Oil No.2
PROVIDENCE | CRISLOID PLASTICS INC. | 55 PORTER ST | UST-16173 | Commercials | 1 | 1984-10-09 | Permanently Closed | 1000 | Heating Oil No.2
PROVIDENCE | CROSSROADS FAMILY CENTER | 754 BROAD ST | UST-2319 | Commercials | 1 | 1968-10-01 | Permanently Closed | 2000 | Heating Oil No.2 | Single Walled
PROVIDENCE | CROWN SUPPLY CO., INC. | 26 SILVER SPRING ST | UST-3069 | Commercials | 1 | 1984-10-09 | Permanently Closed | 1000 | Heating Oil No.2
PROVIDENCE | CSK REALTY PROPERTY (STRIP MALL) | 776 NORTH MAIN ST | UST-4021 | Commercials | 1 | 1984-10-09 | Permanently Closed | 1000 | Heating Oil No.2
PROVIDENCE | CUMBERLAND FARMS | 1335 NORTH MAIN ST | UST-15693 | Commercials | 1 | 1984-10-09 | Permanently Closed | 6000 | Gasoline
PROVIDENCE | CUMBERLAND FARMS | 1335 NORTH MAIN ST | UST-15693 | Commercials | 2 | 1984-10-09 | Permanently Closed | 6000 | Gasoline
PROVIDENCE | CUMBERLAND FARMS | 1335 NORTH MAIN ST | UST-15693 | Commercials | 3 | 1984-10-09 | Permanently Closed | 8000 | Gasoline
PROVIDENCE | CUMBERLAND FARMS #3853 | 55 ATWELLS AVE/25 BROADWAY | UST-1060 | Gasoline Station | 1 | 1981-04-01 | Permanently Closed | 10000 | Gasoline | Double Walled
PROVIDENCE | CUMBERLAND FARMS #3853 | 55 ATWELLS AVE/25 BROADWAY | UST-1060 | Gasoline Station | 2 | 1981-04-01 | Permanently Closed | 10000 | Gasoline | Double Walled
PROVIDENCE | CUMBERLAND FARMS #3853 | 55 ATWELLS AVE/25 BROADWAY | UST-1060 | Gasoline Station | 3 | 1981-04-01 | Permanently Closed | 10000 | Gasoline
PROVIDENCE | CUMBERLAND FARMS #3853 | 55 ATWELLS AVE/25 BROADWAY | UST-1060 | Gasoline Station | 4 | 1981-04-01 | Permanently Closed | 10000 | Gasoline | Double Walled
PROVIDENCE | CUMBERLAND FARMS #3853 | 55 ATWELLS AVE/25 BROADWAY | UST-1060 | Gasoline Station | 5 | 1981-04-01 | Permanently Closed | 6000 | Diesel | Single Walled
PROVIDENCE | CUMBERLAND FARMS #3853 | 55 ATWELLS AVE/25 BROADWAY | UST-1060 | Gasoline Station | 6 | 1984-10-09 | Permanently Closed | 550 | Waste Oil
PROVIDENCE | CUMBERLAND FARMS #3853 | 55 ATWELLS AVE/25 BROADWAY | UST-1060 | Gasoline Station | 7 | 1984-10-09 | Permanently Closed | 550 | Heating Oil No.2
PROVIDENCE | CUMBERLAND FARMS #3887 | 744 BRANCH AVE | UST-19022 | Gasoline Station | 1 | 2016-11-09 | In Use | 12000 | Gasoline | Double Walled | 2016-11-16
PROVIDENCE | CUMBERLAND FARMS #3887 | 744 BRANCH AVE | UST-19022 | Gasoline Station | 2 | 2016-11-09 | In Use | 8000 | Gasoline | Double Walled | 2016-11-16
PROVIDENCE | CUMBERLAND FARMS #3887 | 744 BRANCH AVE | UST-19022 | Gasoline Station | 3 | 2016-11-09 | In Use | 12000 | Gasoline | Double Walled | 2016-11-16
PROVIDENCE | CUMBERLAND FARMS #3887 | 744 BRANCH AVE | UST-19022 | Gasoline Station | 4 | 2016-11-09 | In Use | 8000 | Diesel | Double Walled | 2016-11-16
PROVIDENCE | CUMBERLAND FARMS, INC #3863 | 751 HOPE ST | UST-2659 | Gasoline Station | 1 | 1987-09-01 | Permanently Closed | 6000 | Gasoline | Single Walled
PROVIDENCE | CUMBERLAND FARMS, INC #3863 | 751 HOPE ST | UST-2659 | Gasoline Station | 2 | 1984-10-09 | Permanently Closed | 6000 | Gasoline
PROVIDENCE | CUMBERLAND FARMS, INC #3863 | 751 HOPE ST | UST-2659 | Gasoline Station | 3 | 1987-09-01 | Permanently Closed | 6000 | Gasoline | Single Walled
PROVIDENCE | CUMBERLAND FARMS, INC #3863 | 751 HOPE ST | UST-2659 | Gasoline Station | 4 | 1984-10-09 | Permanently Closed | 6000 | Gasoline
PROVIDENCE | CUMBERLAND FARMS, INC #3863 | 751 HOPE ST | UST-2659 | Gasoline Station | 5 | 1987-09-01 | Permanently Closed | 6000 | Gasoline | Single Walled
PROVIDENCE | CUMBERLAND FARMS, INC #3863 | 751 HOPE ST | UST-2659 | Gasoline Station | 6 | 1984-10-09 | Permanently Closed | 6000 | Gasoline
PROVIDENCE | CUMBERLAND FARMS, INC #3863 | 751 HOPE ST | UST-2659 | Gasoline Station | 7 | 2004-11-23 | In Use | 8000 | Gasoline | Double Walled | 2022-03-28
PROVIDENCE | CUMBERLAND FARMS, INC #3863 | 751 HOPE ST | UST-2659 | Gasoline Station | 8 | 2004-11-23 | In Use | 12000 | Gasoline | Double Walled | 2022-03-28
PROVIDENCE | CUMBERLAND FARMS, INC #3863 | 751 HOPE ST | UST-2659 | Gasoline Station | 9 | 2004-11-23 | In Use | 12000 | Gasoline | Double Walled | 2022-03-28
PROVIDENCE | CUMBERLAND FARMS, INC. #3813 | 1297 BROAD ST | UST-746 | Gasoline Station | 1 | 1974-04-01 | Permanently Closed | 8000 | Gasoline
PROVIDENCE | CUMBERLAND FARMS, INC. #3813 | 1297 BROAD ST | UST-746 | Gasoline Station | 2 | 1974-04-01 | Permanently Closed | 6000 | Gasoline
PROVIDENCE | CUMBERLAND FARMS, INC. #3813 | 1297 BROAD ST | UST-746 | Gasoline Station | 3 | 1974-04-01 | Permanently Closed | 6000 | Gasoline
PROVIDENCE | CUMBERLAND FARMS, INC. #3813 | 1297 BROAD ST | UST-746 | Gasoline Station | 4 | 1984-10-09 | Permanently Closed | 500 | Heating Oil No.2
PROVIDENCE | CUMBERLAND FARMS, INC. #3813 | 1297 BROAD ST | UST-746 | Gasoline Station | 5 | 1998-11-25 | In Use | 8000 | Gasoline | Double Walled | 2022-01-11
PROVIDENCE | CUMBERLAND FARMS, INC. #3813 | 1297 BROAD ST | UST-746 | Gasoline Station | 6 | 1998-11-25 | In Use | 12000 | Gasoline | Double Walled | 2022-01-11
PROVIDENCE | CURTIS ARMS APTS. | 80 CURTIS ST | UST-2304 | Commercials | 1 | 1980-11-01 | Permanently Closed | 10000 | Heating Oil No.2
PROVIDENCE | CUSTOM DESIGN, INC. | 136 SILVERLAKE AVE | UST-18447 | Commercials | 1 | 1984-10-09 | Permanently Closed | 1000 | Heating Oil No.2
PROVIDENCE | CVS (PARKING LOT) | 811 HOPE ST | UST-16537 | Commercials | 1 | 1984-10-09 | Permanently Closed | 1000 | Kerosene
PROVIDENCE | CVS (PARKING LOT) | 811 HOPE ST | UST-16537 | Commercials | 2 | 1984-10-09 | Permanently Closed | 1000 | Gasoline
PROVIDENCE | CVS (PARKING LOT) | 811 HOPE ST | UST-16537 | Commercials | 3 | 1984-10-09 | Permanently Closed | 2000 | Gasoline
PROVIDENCE | D & J TIRE CENTER | 316 SMITH ST | UST-15628 | Commercials | 1 | 1984-10-09 | Permanently Closed | 4000 | Gasoline
PROVIDENCE | D & J TIRE CENTER | 316 SMITH ST | UST-15628 | Commercials | 2 | 1984-10-09 | Permanently Closed | 4000 | Gasoline
PROVIDENCE | D & J TIRE CENTER | 316 SMITH ST | UST-15628 | Commercials | 3 | 1984-10-09 | Permanently Closed | 4000 | Gasoline
PROVIDENCE | D & J TIRE CENTER | 316 SMITH ST | UST-15628 | Commercials | 4 | 1984-10-09 | Permanently Closed | 1000 | Waste Oil
PROVIDENCE | D'AMBRA AUTO SALES | 169 ELMWOOD AVE | UST-1021 | Commercials | 1 | 1960-04-01 | Permanently Closed | 500 | Waste Oil
PROVIDENCE | D'AMBRA AUTO SALES | 169 ELMWOOD AVE | UST-1021 | Commercials | 2 | 1960-04-01 | Permanently Closed | 3000 | Gasoline
PROVIDENCE | D'AMBRA AUTO SALES | 169 ELMWOOD AVE | UST-1021 | Commercials | 3 | 1960-04-01 | Permanently Closed | 3000 | Unknown
PROVIDENCE | D'AMBRA AUTO SALES | 169 ELMWOOD AVE | UST-1021 | Commercials | 4 | 1960-04-01 | Permanently Closed | 3000 | Unknown
PROVIDENCE | D'AMBRA AUTO SALES | 169 ELMWOOD AVE | UST-1021 | Commercials | 5 | 1984-10-09 | Permanently Closed | 275 | Heating Oil No.2
PROVIDENCE | D'AMBRA'S SERVICE STATION | 761 HOPE ST | UST-1042 | Gasoline Station | 1 | 1971-04-01 | Permanently Closed | 6000 | Gasoline
PROVIDENCE | D'AMBRA'S SERVICE STATION | 761 HOPE ST | UST-1042 | Gasoline Station | 2 | 1976-04-01 | Permanently Closed | 8000 | Gasoline
PROVIDENCE | D'AMBRA'S SERVICE STATION | 761 HOPE ST | UST-1042 | Gasoline Station | 3 | 1976-04-01 | Permanently Closed | 6000 | Gasoline
PROVIDENCE | D'AMBRA'S SERVICE STATION | 761 HOPE ST | UST-1042 | Gasoline Station | 4 | 1948-04-01 | Permanently Closed | 550 | Heating Oil No.2
PROVIDENCE | D'AMBRA'S SERVICE STATION | 761 HOPE ST | UST-1042 | Gasoline Station | 5 | 1948-04-01 | Permanently Closed | 550 | Waste Oil
PROVIDENCE | D'AMBRA'S SERVICE STATION | 761 HOPE ST | UST-1042 | Gasoline Station | 6 | 1998-04-07 | In Use | 10000 | Gasoline | Double Walled | 2021-06-02
PROVIDENCE | D'AMBRA'S SERVICE STATION | 761 HOPE ST | UST-1042 | Gasoline Station | 7 | 1998-04-07 | In Use | 10000 | Gasoline | Double Walled | 2021-06-02
PROVIDENCE | D.E.P.C.O. | 198 ARMINGTON ST | UST-17993 | Commercials | 1 | 1984-10-09 | Permanently Closed | 500 | Heating Oil No.2
PROVIDENCE | D.E.P.C.O. | 198 ARMINGTON ST | UST-17993 | Commercials | 2 | 1984-10-09 | Permanently Closed | 500 | Heating Oil No.2
PROVIDENCE | DANECRAFT, INC. | 24/35 BAKER ST | UST-1833 | Commercials | 1 | 1954-05-01 | Permanently Closed | 2000 | Heating Oil No.2
PROVIDENCE | DANECRAFT, INC. | 24/35 BAKER ST | UST-1833 | Commercials | 2 | 1984-10-09 | Permanently Closed | 4000 | Heating Oil No.2
PROVIDENCE | DANECRAFT, INC. | 24/35 BAKER ST | UST-1833 | Commercials | 3 | 1984-10-09 | Permanently Closed | 3000 | Heating Oil No.2
PROVIDENCE | DANIEL S. RYAN, JR. & RODRICK P. MORTIER | 196 BROADWAY | UST-2541 | Other | 1 | 1945-05-01 | Permanently Closed | 2000 | Heating Oil No.2
PROVIDENCE | DARMET CORPORATION | 960 BROAD ST | UST-15983 | Commercials | 1 | 1984-10-09 | Permanently Closed | 1000 | Heating Oil No.2
PROVIDENCE | DARMET CORPORATION | 960 BROAD ST | UST-15983 | Commercials | 2 | 1984-10-09 | Permanently Closed | 1000 | Heating Oil No.2
PROVIDENCE | DARRCO LTD. | 244 OAK ST | UST-18804 | Commercials | 1 | 1984-10-09 | Permanently Closed | 5000 | Unknown
PROVIDENCE | DAVE BOLTON | 819 ELMWOOD AVE | UST-15646 | Private Residence | 1 | 1984-10-09 | Permanently Closed | 1000 | Gasoline
PROVIDENCE | DAVE BOLTON | 819 ELMWOOD AVE | UST-15646 | Private Residence | 2 | 1984-10-09 | Permanently Closed | 1000 | Gasoline
PROVIDENCE | DAVID CAPRIO PROPERTY | 15 JEWEL ST | UST-19228 | Commercials | 1 | 1984-10-09 | Permanently Closed | 1000 | Gasoline
PROVIDENCE | DAVID CAPRIO PROPERTY | 15 JEWEL ST | UST-19228 | Commercials | 2 | 1984-10-09 | Permanently Closed | 500 | Gasoline
PROVIDENCE | DAVID'S SERVICE STATION | 128 DELAINE ST | UST-551 | Gasoline Station | 1 | 1984-10-09 | Permanently Closed | 3000 | Gasoline
PROVIDENCE | DAVID'S SERVICE STATION | 128 DELAINE ST | UST-551 | Gasoline Station | 2 | 1984-10-09 | Permanently Closed | 1000 | Gasoline
PROVIDENCE | DAVID'S SERVICE STATION | 128 DELAINE ST | UST-551 | Gasoline Station | 3 | 1984-10-09 | Permanently Closed | 1000 | Gasoline
PROVIDENCE | DAVID'S SERVICE STATION | 128 DELAINE ST | UST-551 | Gasoline Station | 4 | 1984-10-09 | Permanently Closed | 1000 | Gasoline
PROVIDENCE | DEAN AUTO COLLISION INC. | 706 NORTH MAIN STREET | UST-4490 | Commercials | 1 | 1984-10-09 | Permanently Closed | 2500 | Heating Oil No.2
PROVIDENCE | DEAN HOTEL | 122 FOUNTAIN ST | UST-4694 | Commercials | 1 | 1984-10-09 | Permanently Closed | 5000 | Heating Oil No.2
PROVIDENCE | DEBORAH PERLMAN RESIDENCE | 16 BARBERRY HILL RD | UST-4179 | Private Residence | 1 | 1984-10-09 | Permanently Closed | 2000 | Heating Oil No.2
PROVIDENCE | DELAINE OIL COMPANY, INC. | 659 HARRIS AVE | UST-407 | Commercials | 1 | 1950-04-01 | Permanently Closed | 15000 | Heating Oil No.2
PROVIDENCE | DELAINE OIL COMPANY, INC. | 659 HARRIS AVE | UST-407 | Commercials | 2 | 1950-04-01 | Permanently Closed | 20000 | Heating Oil No.2
PROVIDENCE | DELTA CLUTCH (FORMERLY) | 1075 ATWELLS AVE | UST-15667 | Other | 1 | 1964-03-01 | Permanently Closed | 5000 | Kerosene
PROVIDENCE | DELTA CLUTCH (FORMERLY) | 1075 ATWELLS AVE | UST-15667 | Other | 2 | 1964-03-01 | Permanently Closed | 10000 | Kerosene
PROVIDENCE | DELTA CLUTCH (FORMERLY) | 1075 ATWELLS AVE | UST-15667 | Other | 3 | 1964-03-01 | Permanently Closed | 20000 | Kerosene
PROVIDENCE | DELTORIS, INC. | 393-421 HARRIS AVE | UST-16273 | Commercials | 1 | 1984-10-09 | Permanently Closed | 2000 | Gasoline
PROVIDENCE | DELTORIS, INC. | 393-421 HARRIS AVE | UST-16273 | Commercials | 2 | 1984-10-09 | Permanently Closed | 1000 | Gasoline
PROVIDENCE | DELTORIS, INC. | 393-421 HARRIS AVE | UST-16273 | Commercials | 3 | 1984-10-09 | Permanently Closed | 2000 | Gasoline
PROVIDENCE | DELTORIS, INC. | 393-421 HARRIS AVE | UST-16273 | Commercials | 4 | 1984-10-09 | Permanently Closed | 2000 | Gasoline
PROVIDENCE | DELTORIS, INC. | 393-421 HARRIS AVE | UST-16273 | Commercials | 5 | 1984-10-09 | Permanently Closed | 2000 | Gasoline
PROVIDENCE | DELTORIS, INC. | 393-421 HARRIS AVE | UST-16273 | Commercials | 6 | 1984-10-09 | Permanently Closed | 10000 | Gasoline
PROVIDENCE | DELTORIS, INC. | 393-421 HARRIS AVE | UST-16273 | Commercials | 7 | 1984-10-09 | Permanently Closed | 10000 | Gasoline
PROVIDENCE | DEPARTMENT OF PUBLIC WORKS | 700 ALLENS AVE | UST-1336 | City/Town Government | 1 | 1984-10-09 | In Use | 3000 | Heating Oil No.2
PROVIDENCE | DEPARTMENT OF TRANSPORTATION | 564 EDDY ST | UST-3547 | Commercials | 1 | 1984-10-09 | Permanently Closed | 12000 | Heating Oil No.6
PROVIDENCE | DEPARTMENT OF TRANSPORTATION | 564 EDDY ST | UST-3547 | Commercials | 2 | 1984-10-09 | Permanently Closed | 5000 | Heating Oil No.6
PROVIDENCE | DEPARTMENT OF TRANSPORTATION | 564 EDDY ST | UST-3547 | Commercials | 3 | 1984-10-09 | Permanently Closed | 5000 | Heating Oil No.6
PROVIDENCE | DEPARTMENT OF TRANSPORTATION | 564 EDDY ST | UST-3547 | Commercials | 4 | 1984-10-09 | Permanently Closed | 40000 | Unknown
PROVIDENCE | DES OFFSET | 55 JOHNSON ST | UST-18466 | Commercials | 1 | 1984-10-09 | Permanently Closed | 2000 | Heating Oil No.2
PROVIDENCE | DEXTER MANOR | 100 BROAD ST | UST-3550 | City/Town Government | 1 | 1961-07-01 | Permanently Closed | 10000 | Heating Oil No.4
PROVIDENCE | DEXTER MANOR | 100 BROAD ST | UST-3550 | City/Town Government | 2 | 1984-10-09 | Permanently Closed | 1000 | Heating Oil No.2
PROVIDENCE | DEXTER MANOR | 100 BROAD ST | UST-3550 | City/Town Government | 3 | 1984-10-09 | Permanently Closed | 1000 | Heating Oil No.2
PROVIDENCE | DEXTER STREET MAINTENANCE GARAGE | 382 DEXTER ST | UST-3263 | City/Town Government | 1 | 1984-10-09 | Permanently Closed | 1000 | Heating Oil No.2
PROVIDENCE | DEXTER STREET MAINTENANCE GARAGE | 382 DEXTER ST | UST-3263 | City/Town Government | 2 | 1984-10-09 | Permanently Closed | 10000 | Gasoline
PROVIDENCE | DEXTER STREET MAINTENANCE GARAGE | 382 DEXTER ST | UST-3263 | City/Town Government | 3 | 1984-10-09 | Permanently Closed | 500 | Waste Oil
PROVIDENCE | DI DOM JEWELRY COMPANY | 1850 WESTMINSTER ST | UST-487 | Other | 1 | 1984-10-09 | Permanently Closed | 3000 | Gasoline
PROVIDENCE | DIANE ATER | 21 DUNBAR AVE | UST-16854 | Private Residence | 1 | 1984-10-09 | Permanently Closed | 2000 | Heating Oil No.2
PROVIDENCE | DICK & SONS AUTO REPAIR | 1067 ELMWOOD AVE | UST-839 | Commercials | 1 | 1970-04-01 | Permanently Closed | 4000 | Gasoline
PROVIDENCE | DICK & SONS AUTO REPAIR | 1067 ELMWOOD AVE | UST-839 | Commercials | 2 | 1970-04-01 | Permanently Closed | 2000 | Gasoline
PROVIDENCE | DICK & SONS AUTO REPAIR | 1067 ELMWOOD AVE | UST-839 | Commercials | 3 | 1970-04-01 | Permanently Closed | 2000 | Gasoline
PROVIDENCE | DICK & SONS AUTO REPAIR | 1067 ELMWOOD AVE | UST-839 | Commercials | 4 | 1970-04-01 | Permanently Closed | 1000 | Heating Oil No.2
PROVIDENCE | DICK & SONS AUTO REPAIR | 1067 ELMWOOD AVE | UST-839 | Commercials | 5 | 1970-04-01 | Permanently Closed | 500 | Waste Oil
PROVIDENCE | DIMARIA, ANGELO, INC. | 395 ADMIRAL ST | UST-4559 | Commercials | 1 | 1984-10-09 | Permanently Closed | 1000 | Heating Oil No.2
PROVIDENCE | DINOLA AUTO SALES | 828 ALLENS AVE | UST-15763 | Commercials | 1 | 1964-07-01 | Permanently Closed | 1000 | Heating Oil No.2
PROVIDENCE | DINOLA AUTO SALES | 828 ALLENS AVE | UST-15763 | Commercials | 2 | 1964-08-01 | Permanently Closed | 500 | Heating Oil No.2
PROVIDENCE | DIOCESE OF PROVIDENCE | 1 CATHEDRAL SQ | UST-1725 | Other | 1 | 1971-07-01 | Permanently Closed | 500 | Gasoline
PROVIDENCE | DIOCESE OF PROVIDENCE | 1 CATHEDRAL SQ | UST-1725 | Other | 2 | 1988-07-01 | Permanently Closed | 1000 | Gasoline | Double Walled
PROVIDENCE | DIOCESE OF PROVIDENCE | 1 CATHEDRAL SQ | UST-1725 | Other | 3 | 1971-06-01 | Permanently Closed | 15000 | Heating Oil No.6 | Single Walled
PROVIDENCE | DIOCESE OF RHODE ISLAND | 10 BROWN ST | UST-18476 | Other | 1 | 1984-10-09 | Permanently Closed | 2000 | Heating Oil No.2
PROVIDENCE | DJH REAL ESTATE HOLDINGS, LLC | 355 DEXTER ST | UST-3408 | Commercials | 1 | 1963-03-01 | Permanently Closed | 2000 | Heating Oil No.2 | Single Walled
PROVIDENCE | DOMINICA MANOR | 100 ATWELLS AVE | UST-3554 | City/Town Government | 1 | 1966-06-01 | Permanently Closed | 15000 | Heating Oil No.4
PROVIDENCE | DON'S GARAGE | 522-524 MANTON AVE | UST-16452 | Gasoline Station | 1 | 1984-10-09 | Permanently Closed | 2000 | Gasoline
PROVIDENCE | DON'S GARAGE | 522-524 MANTON AVE | UST-16452 | Gasoline Station | 2 | 1984-10-09 | Permanently Closed | 2000 | Gasoline
PROVIDENCE | DON'S GARAGE | 522-524 MANTON AVE | UST-16452 | Gasoline Station | 3 | 1984-10-09 | Permanently Closed | 4000 | Gasoline
PROVIDENCE | DON'S GARAGE | 522-524 MANTON AVE | UST-16452 | Gasoline Station | 4 | 1984-10-09 | Permanently Closed | 4000 | Gasoline
PROVIDENCE | DON'S GARAGE | 522-524 MANTON AVE | UST-16452 | Gasoline Station | 5 | 1984-10-09 | Permanently Closed | 750 | Waste Oil
PROVIDENCE | DON'S GARAGE | 522-524 MANTON AVE | UST-16452 | Gasoline Station | 6 | 1984-10-09 | Permanently Closed | 500 | Heating Oil No.2
PROVIDENCE | DON-MAR FRAME & MOULDING | 175 DUPONT DR | UST-1852 | Industrial | 1 | 1966-05-01 | Permanently Closed | 5000 | Heating Oil No.2
PROVIDENCE | DON-MAR FRAME & MOULDING | 175 DUPONT DR | UST-1852 | Industrial | 2 | 1966-05-01 | Permanently Closed | 5000 | Heating Oil No.2
PROVIDENCE | DONBRO REALTY ASSOCIATES | 20 BARKER AVE | UST-15958 | Commercials | 1 | 1984-10-09 | Permanently Closed | 2000 | Heating Oil No.2
PROVIDENCE | DONNELLY'S (FORMERLY) | 790 BROAD ST | UST-18698 | Commercials | 1 | 1984-10-09 | Permanently Closed | 1000 | Heating Oil No.2
PROVIDENCE | DOOR REFUGE PENTECOSTAL | 247 VALLEY ST | UST-2278 | Other | 1 | 1968-04-01 | In Use | 4000 | Heating Oil No.2
PROVIDENCE | DOUGLAS FOOD MART & GAS | 175 DOUGLAS AVE | UST-2157 | Gasoline Station | 1 | 1982-12-01 | Permanently Closed | 6000 | Gasoline
PROVIDENCE | DOUGLAS FOOD MART & GAS | 175 DOUGLAS AVE | UST-2157 | Gasoline Station | 2 | 1968-12-01 | Permanently Closed | 4000 | Gasoline
PROVIDENCE | DOUGLAS FOOD MART & GAS | 175 DOUGLAS AVE | UST-2157 | Gasoline Station | 3 | 1968-12-01 | Permanently Closed | 4000 | Gasoline
PROVIDENCE | DOUGLAS FOOD MART & GAS | 175 DOUGLAS AVE | UST-2157 | Gasoline Station | 4 | 1968-12-01 | Permanently Closed | 4000 | Gasoline
PROVIDENCE | DOUGLAS FOOD MART & GAS | 175 DOUGLAS AVE | UST-2157 | Gasoline Station | 5 | 1984-12-01 | Permanently Closed | 8000 | Gasoline
PROVIDENCE | DOUGLAS FOOD MART & GAS | 175 DOUGLAS AVE | UST-2157 | Gasoline Station | 6 | 1984-10-09 | Permanently Closed | 550 | Waste Oil
PROVIDENCE | DOUGLAS FOOD MART & GAS | 175 DOUGLAS AVE | UST-2157 | Gasoline Station | 7 | 1984-10-09 | Permanently Closed | 500 | Heating Oil No.2
PROVIDENCE | DOUGLAS FOOD MART & GAS | 175 DOUGLAS AVE | UST-2157 | Gasoline Station | 8 | 1999-03-30 | Permanently Closed | 12000 | Gasoline | Double Walled
PROVIDENCE | DOUGLAS FOOD MART & GAS | 175 DOUGLAS AVE | UST-2157 | Gasoline Station | 9 | 1999-03-30 | In Use | 12000 | Gasoline | Double Walled | 1999-03-30
PROVIDENCE | DOUGLAS FOOD MART & GAS | 175 DOUGLAS AVE | UST-2157 | Gasoline Station | 10 | 2021-01-18 | In Use | 11000 | Gasoline | Double Walled | 1999-03-30
PROVIDENCE | DOUGLAS OIL COMPANY | 667 DOUGLAS AVE | UST-968 | Commercials | 1 | 1970-04-01 | Permanently Closed | 3000 | Diesel
PROVIDENCE | DOUGLAS OIL COMPANY | 667 DOUGLAS AVE | UST-968 | Commercials | 2 | 1970-04-01 | Permanently Closed | 550 | Diesel
PROVIDENCE | DOUGLAS OIL COMPANY | 667 DOUGLAS AVE | UST-968 | Commercials | 3 | 1984-10-09 | Permanently Closed | 1000 | Heating Oil No.2
PROVIDENCE | DOWNING CORPORATION | 200 DYER ST | UST-16795 | Commercials | 1 | 1984-10-09 | Permanently Closed | 2000 | Heating Oil No.2
PROVIDENCE | DOWNTOWN RADIATOR | 558 SMITH ST | UST-4448 | Commercials | 1 | 1984-10-09 | Permanently Closed | 1000 | Heating Oil No.2
PROVIDENCE | DOWNTOWN RADIATOR | 558 SMITH ST | UST-4448 | Commercials | 2 | 1984-10-09 | Permanently Closed | 750 | Gasoline
PROVIDENCE | DOWNTOWN RADIATOR | 558 SMITH ST | UST-4448 | Commercials | 3 | 1984-10-09 | Permanently Closed | 1000 | Gasoline
PROVIDENCE | DR. MARTIN L. KING JR. ELEMENTARY SCHOOL | 35 CAMP ST | UST-2826 | Education - Town | 1 | 1967-09-01 | In Use | 8000 | Heating Oil No.2
PROVIDENCE | DR. PHILIP OPALENSKI | 287 ELMGROVE AVE | UST-4503 | Commercials | 1 | 1984-10-09 | Permanently Closed | 2000 | Heating Oil No.2
PROVIDENCE | DR. TADEUSZ SZTYKOWSKI, INC. | 191 NASHUA ST | UST-4968 | Commercials | 1 | 1950-01-01 | Permanently Closed | 1000 | Heating Oil No.2
PROVIDENCE | DR. THOMAS BLISS OFFICE | 124 WATERMAN ST | UST-4533 | Commercials | 1 | 1984-10-09 | Permanently Closed | 1000 | Heating Oil No.2
PROVIDENCE | DR. YVONNE HINES-BRUCE RESIDENCE | 176 PRESIDENT AVE | UST-3952 | Private Residence | 1 | 1984-10-09 | Permanently Closed | 500 | Gasoline
PROVIDENCE | DRAIK REALTY PROPERTY | 89 VALLEY ST | UST-4117 | Commercials | 1 | 1984-10-09 | Permanently Closed | 500 | Waste Oil
PROVIDENCE | DRAIK REALTY PROPERTY | 89 VALLEY ST | UST-4117 | Commercials | 2 | 1984-10-09 | Permanently Closed | 1000 | Heating Oil No.2
PROVIDENCE | DRAKE PETROLEUM COMPANY (OFFICE) | ONE WARREN WAY | UST-3744 | Commercials | 1 | 1965-06-01 | Permanently Closed | 1000 | Heating Oil No.2
PROVIDENCE | DSL PROPERTIES, LLC | 316 POCASSET AVE | UST-4437 | Commercials | 1 | 1984-10-09 | Permanently Closed | 500 | Heating Oil No.2
PROVIDENCE | DUDLEY STREET PARK | 325 DUDLEY ST | UST-19162 | Farm | 1 | 1984-10-09 | Permanently Closed | 2000 | Gasoline
PROVIDENCE | DUDLEY STREET PARK | 325 DUDLEY ST | UST-19162 | Farm | 2 | 1984-10-09 | Permanently Closed | 2000 | Gasoline
PROVIDENCE | DUDLEY STREET PARK | 325 DUDLEY ST | UST-19162 | Farm | 3 | 1984-10-09 | Permanently Closed | 2000 | Gasoline
PROVIDENCE | DUNKIN DONUTS CENTER | 1 LASALLE SQ | UST-3300 | Other | 1 | 1984-10-09 | Permanently Closed | 15000 | Heating Oil No.2
PROVIDENCE | DUNKIN DONUTS CENTER | 1 LASALLE SQ | UST-3300 | Other | 2 | 1991-02-01 | Permanently Closed | 1000 | Diesel | Single Walled
PROVIDENCE | DUNNE FORDS SALES, INC. | 705 ELMWOOD AVE | UST-719 | Commercials | 1 | 1984-10-09 | Permanently Closed | 6000 | Gasoline
PROVIDENCE | DUNNE FORDS SALES, INC. | 705 ELMWOOD AVE | UST-719 | Commercials | 2 | 1984-10-09 | Permanently Closed | 3000 | Motor Oil
PROVIDENCE | DUNNE FORDS SALES, INC. | 705 ELMWOOD AVE | UST-719 | Commercials | 3 | 1984-10-09 | Permanently Closed | 2000 | Waste Oil
PROVIDENCE | DUNNE FORDS SALES, INC. | 705 ELMWOOD AVE | UST-719 | Commercials | 4 | 1984-10-09 | Permanently Closed | 275 | Waste Oil
PROVIDENCE | DUNNE FORDS SALES, INC. | 705 ELMWOOD AVE | UST-719 | Commercials | 5 | 1984-10-09 | Permanently Closed | 1000 | Heating Oil No.2
PROVIDENCE | DUNNE FORDS SALES, INC. | 705 ELMWOOD AVE | UST-719 | Commercials | 6 | 1984-10-09 | Permanently Closed | 1000 | Heating Oil No.2
PROVIDENCE | DURFEE ATTLEBORO BANK | 3-5 LINWOOD ST | UST-16302 | Commercials | 1 | 1984-10-09 | Permanently Closed | 1000 | Heating Oil No.2
PROVIDENCE | E.S. GOLDSTEIN ASSOCIATES | 271 THAYER ST | UST-16622 | Commercials | 1 | 1984-10-09 | Permanently Closed | 600 | Waste Oil
PROVIDENCE | E.W. FLYNN ELEMENTARY SCHOOL | 220 BLACKSTONE ST | UST-2835 | Education - Town | 1 | 1958-09-01 | Permanently Closed | 5000 | Heating Oil No.2
PROVIDENCE | EAGLE LAUNDRY, INC. | 411 CHARLES ST | UST-3374 | Commercials | 1 | 1976-06-01 | Permanently Closed | 5000 | Heating Oil No.2
PROVIDENCE | EARL SCHEIB, INC. | 305 EDDY ST | UST-17334 | Commercials | 1 | 1984-10-09 | Permanently Closed | 5050 | Heating Oil No.2
PROVIDENCE | EAST SIDE MINI-MART | 252 BROOK ST | UST-3198 | Gasoline Station | 1 | 1977-05-01 | Permanently Closed | 4000 | Gasoline
PROVIDENCE | EAST SIDE MINI-MART | 252 BROOK ST | UST-3198 | Gasoline Station | 2 | 1977-05-01 | Permanently Closed | 4000 | Gasoline
PROVIDENCE | EAST SIDE MINI-MART | 252 BROOK ST | UST-3198 | Gasoline Station | 3 | 1977-05-01 | Permanently Closed | 4000 | Gasoline
PROVIDENCE | EAST SIDE MINI-MART | 252 BROOK ST | UST-3198 | Gasoline Station | 4 | 1977-05-01 | Permanently Closed | 4000 | Gasoline
PROVIDENCE | EAST SIDE MINI-MART | 252 BROOK ST | UST-3198 | Gasoline Station | 5 | 1977-05-01 | Permanently Closed | 4000 | Gasoline
PROVIDENCE | EAST SIDE MINI-MART | 252 BROOK ST | UST-3198 | Gasoline Station | 6 | 1984-10-09 | Permanently Closed | 2050 | Unknown
PROVIDENCE | EAST SIDE MINI-MART | 252 BROOK ST | UST-3198 | Gasoline Station | 7 | null | Permanently Closed | 10000 | Heating Oil No.2
PROVIDENCE | EAST SIDE MINI-MART | 252 BROOK ST | UST-3198 | Gasoline Station | 8 | null | Permanently Closed | 1000 | Heating Oil No.2
PROVIDENCE | EAST SIDE MINI-MART | 252 BROOK ST | UST-3198 | Gasoline Station | 9 | null | Permanently Closed | 300 | Heating Oil No.2
PROVIDENCE | EASTERN BEARING | 862 EDDY ST | UST-16901 | Commercials | 1 | 1984-10-09 | Permanently Closed | 1000 | Heating Oil No.2
PROVIDENCE | EASTERN BUTCHER BLOCK CORP. | 25 EAGLE ST | UST-4330 | Commercials | 1 | 1984-10-09 | Permanently Closed | 9000 | Mixture
PROVIDENCE | EASTSIDE APARTMENTS | 83 DOYLE AVE | UST-19148 | Multiple Residence | 1 | 1984-10-09 | Permanently Closed | 500 | Heating Oil No.2
PROVIDENCE | ED ARCO | 221 PLAINFIELD ST | UST-15355 | Commercials | 1 | 1984-10-09 | Permanently Closed | 3000 | Gasoline
PROVIDENCE | ED ARCO | 221 PLAINFIELD ST | UST-15355 | Commercials | 2 | 1984-10-09 | Permanently Closed | 3000 | Gasoline
PROVIDENCE | ED ARCO | 221 PLAINFIELD ST | UST-15355 | Commercials | 3 | 1984-10-09 | Permanently Closed | 3000 | Gasoline
PROVIDENCE | ED ARCO | 221 PLAINFIELD ST | UST-15355 | Commercials | 4 | 1984-10-09 | Permanently Closed | 550 | Waste Oil
PROVIDENCE | ED ARCO | 221 PLAINFIELD ST | UST-15355 | Commercials | 5 | 1984-10-09 | Permanently Closed | 550 | Heating Oil No.2
PROVIDENCE | ED MARANDOLA | HOSPITAL & POINT ST | UST-15570 | Commercials | 1 | 1984-10-09 | Permanently Closed | 6000 | Gasoline
PROVIDENCE | ED MARANDOLA | HOSPITAL & POINT ST | UST-15570 | Commercials | 2 | 1984-10-09 | Permanently Closed | 2000 | Gasoline
PROVIDENCE | ED MARANDOLA | HOSPITAL & POINT ST | UST-15570 | Commercials | 3 | 1984-10-09 | Permanently Closed | 1000 | Gasoline
PROVIDENCE | ED MARANDOLA | HOSPITAL & POINT ST | UST-15570 | Commercials | 4 | 1984-10-09 | Permanently Closed | 1000 | Gasoline
PROVIDENCE | EDDIE'S HOPE ST. SERVICE STATION INC. | 783 HOPE ST | UST-2143 | Gasoline Station | 1 | 1978-09-01 | Permanently Closed | 3000 | Gasoline
PROVIDENCE | EDDIE'S HOPE ST. SERVICE STATION INC. | 783 HOPE ST | UST-2143 | Gasoline Station | 2 | 1983-09-01 | Permanently Closed | 5000 | Gasoline
PROVIDENCE | EDDIE'S HOPE ST. SERVICE STATION INC. | 783 HOPE ST | UST-2143 | Gasoline Station | 3 | 1974-09-01 | Permanently Closed | 2000 | Gasoline
PROVIDENCE | EDDIE'S HOPE ST. SERVICE STATION INC. | 783 HOPE ST | UST-2143 | Gasoline Station | 4 | 1966-09-01 | Permanently Closed | 3000 | Gasoline
PROVIDENCE | EDDIE'S HOPE ST. SERVICE STATION INC. | 783 HOPE ST | UST-2143 | Gasoline Station | 5 | 1987-09-01 | Permanently Closed | 750 | Heating Oil No.2
PROVIDENCE | EDDIE'S HOPE ST. SERVICE STATION INC. | 783 HOPE ST | UST-2143 | Gasoline Station | 6 | 1984-10-09 | Permanently Closed | 500 | Waste Oil
PROVIDENCE | EDDIE'S HOPE ST. SERVICE STATION INC. | 783 HOPE ST | UST-2143 | Gasoline Station | 7 | 1984-10-09 | Permanently Closed | 1000 | Waste Oil
PROVIDENCE | EDGEWOOD HIGHLAND SCHOOL | 160 PAWTUXET AVE | UST-855 | Education - Town | 1 | 1984-10-09 | Permanently Closed | 10000 | Heating Oil No.2
PROVIDENCE | EDGEWOOD PROPERTIES | 78 BAKER ST | UST-4397 | Commercials | 1 | 1984-10-09 | Permanently Closed | 2000 | Heating Oil No.2
PROVIDENCE | EDGEWOOD SERVICE (GETTY PETROLEUM) | 1745 BROAD ST | UST-1337 | Gasoline Station | 1 | 1964-04-01 | Permanently Closed | 3000 | Gasoline
PROVIDENCE | EDGEWOOD SERVICE (GETTY PETROLEUM) | 1745 BROAD ST | UST-1337 | Gasoline Station | 2 | 1964-04-01 | Permanently Closed | 3000 | Gasoline
PROVIDENCE | EDGEWOOD SERVICE (GETTY PETROLEUM) | 1745 BROAD ST | UST-1337 | Gasoline Station | 3 | 1964-04-01 | Permanently Closed | 4000 | Gasoline
PROVIDENCE | EDGEWOOD SERVICE (GETTY PETROLEUM) | 1745 BROAD ST | UST-1337 | Gasoline Station | 4 | 1964-04-01 | Permanently Closed | 5000 | Gasoline
PROVIDENCE | EDGEWOOD SERVICE (GETTY PETROLEUM) | 1745 BROAD ST | UST-1337 | Gasoline Station | 5 | 1984-10-09 | Permanently Closed | 500 | Heating Oil No.2
PROVIDENCE | EDGEWOOD SERVICE (GETTY PETROLEUM) | 1745 BROAD ST | UST-1337 | Gasoline Station | 6 | 1984-10-09 | Permanently Closed | 500 | Waste Oil
PROVIDENCE | EDGEWOOD YACHT CLUB | 3 SHAW AVE | UST-15706 | Commercials | 1 | 1984-10-09 | Permanently Closed | 3000 | Gasoline
PROVIDENCE | ELECTRICAL SERVICES & DESIGN | 201 POCASSET AVE | UST-18167 | Commercials | 1 | 1984-10-09 | Permanently Closed | 1000 | Heating Oil No.2
PROVIDENCE | ELECTROLIZING, INC. | 20 HOUGHTON ST | UST-3782 | Industrial | 1 | 1983-01-01 | Permanently Closed | 6000 | Heating Oil No.2
PROVIDENCE | ELECTROLIZING, INC. | 20 HOUGHTON ST | UST-3782 | Industrial | 2 | 1983-01-01 | Permanently Closed | 10000 | Other
PROVIDENCE | ELIZABETH AND MARIO RAMOS RESIDENCE | 231 ARLINGTON AVE | UST-2289 | Private Residence | 1 | 1967-05-01 | In Use | 2000 | Heating Oil No.2
PROVIDENCE | ELJAYS GAS | 391 CRANSTON ST | UST-15860 | Gasoline Station | 1 | 1984-10-09 | Permanently Closed | 1000 | Gasoline
PROVIDENCE | ELJAYS GAS | 391 CRANSTON ST | UST-15860 | Gasoline Station | 2 | 1984-10-09 | Permanently Closed | 1000 | Gasoline
PROVIDENCE | ELJAYS GAS | 391 CRANSTON ST | UST-15860 | Gasoline Station | 3 | 1984-10-09 | Permanently Closed | 1000 | Gasoline
PROVIDENCE | ELM REALTY, INC. | 600 ELMWOOD AVE | UST-17081 | Commercials | 1 | 1984-10-09 | Permanently Closed | 1200 | Heating Oil No.2
PROVIDENCE | ELMWOOD SHELL | 5 ELMWOOD AVE | UST-812 | Gasoline Station | 1 | 1976-04-01 | Permanently Closed | 6000 | Gasoline
PROVIDENCE | ELMWOOD SHELL | 5 ELMWOOD AVE | UST-812 | Gasoline Station | 2 | 1976-04-01 | Permanently Closed | 6000 | Gasoline
PROVIDENCE | ELMWOOD SHELL | 5 ELMWOOD AVE | UST-812 | Gasoline Station | 3 | 1976-04-01 | Permanently Closed | 6000 | Gasoline
PROVIDENCE | ELMWOOD SHELL | 5 ELMWOOD AVE | UST-812 | Gasoline Station | 4 | 1991-06-01 | In Use | 12000 | Diesel | Double Walled | 2017-11-20
PROVIDENCE | ELMWOOD SHELL | 5 ELMWOOD AVE | UST-812 | Gasoline Station | 5 | 1991-06-01 | In Use | 12000 | Gasoline | Double Walled | 2017-11-20
PROVIDENCE | ELMWOOD SHELL | 5 ELMWOOD AVE | UST-812 | Gasoline Station | 6 | 1991-06-01 | In Use | 12000 | Gasoline | Double Walled | 2017-11-20
PROVIDENCE | EMBLEM & BADGE, INC. | 859 NORTH MAIN ST | UST-1672 | Commercials | 1 | 1961-04-01 | Permanently Closed | 1000 | Gasoline
PROVIDENCE | EMBLEM & BADGE, INC. | 859 NORTH MAIN ST | UST-1672 | Commercials | 2 | 1984-10-09 | Permanently Closed | 3000 | Heating Oil No.6
PROVIDENCE | EMBLEM 125 | 125 CLIFFORD ST | UST-4924 | Commercials | 1 | null | Permanently Closed | 500 | Unknown
PROVIDENCE | EMPIRE FINANCIAL GROUP, LLC | 395 WESTMINSTER ST | UST-4468 | Commercials | 1 | 1984-10-09 | Permanently Closed | 500 | Heating Oil No.2
PROVIDENCE | EPISCOPAL DIOCESE OF RHODE ISLAND | 275 NORTH MAIN ST | UST-4611 | Other | 1 | 1984-10-09 | Permanently Closed | 2000 | Heating Oil No.2
PROVIDENCE | ESEK HOPKINS HOUSE | 97 ADMIRAL ST | UST-18711 | City/Town Government | 1 | 1984-10-09 | In Use | 950 | Heating Oil No.2
PROVIDENCE | ESMOND REALTY CORPORATION | 1100 NORTH MAIN ST | UST-17264 | Commercials | 1 | 1984-10-09 | Permanently Closed | 1000 | Waste Oil
PROVIDENCE | ESTATE OF KATHERINE H. JACKSON | 75 EAST ORCHARD AVE | UST-3937 | Private Residence | 1 | 1984-10-09 | Permanently Closed | 2000 | Heating Oil No.2
PROVIDENCE | ETTA APARTMENTS | 70 WILD ST | UST-3652 | Commercials | 1 | 1981-01-01 | Permanently Closed | 2000 | Heating Oil No.2
PROVIDENCE | EVA D'AGOSTINO | 57 COLLYER ST | UST-2297 | Private Residence | 1 | 1973-05-01 | In Use | 2000 | Heating Oil No.2
PROVIDENCE | EXCELL CORPORATION | 200 CHESTNUT ST | UST-15773 | Commercials | 1 | 1984-10-09 | Permanently Closed | 1500 | Heating Oil No.2
PROVIDENCE | EXXON | 495 SMITH ST | UST-15157 | Gasoline Station | 1 | 1984-10-09 | Permanently Closed | 10000 | Gasoline
PROVIDENCE | EXXON | 495 SMITH ST | UST-15157 | Gasoline Station | 2 | 1984-10-09 | Permanently Closed | 10000 | Gasoline
PROVIDENCE | EXXON | 495 SMITH ST | UST-15157 | Gasoline Station | 3 | 1984-10-09 | Permanently Closed | 1000 | Waste Oil
PROVIDENCE | EXXON | 495 SMITH ST | UST-15157 | Gasoline Station | 4 | 1984-10-09 | Permanently Closed | 1000 | Heating Oil No.2
PROVIDENCE | F.D. MCKENDALL LBR.CO., INC. | 735 ELMWOOD AVE | UST-2625 | Other | 1 | 1997-07-30 | Permanently Closed | 1000 | Heating Oil No.2
PROVIDENCE | F.D. MCKENDALL LBR.CO., INC. | 735 ELMWOOD AVE | UST-2625 | Other | 2 | 1984-10-09 | Permanently Closed | 500 | Gasoline
PROVIDENCE | F.D. MCKENDALL LBR.CO., INC. | 735 ELMWOOD AVE | UST-2625 | Other | 3 | 1984-10-09 | Permanently Closed | 275 | Heating Oil No.2
PROVIDENCE | FABIO'S GARAGE | 821-825 BROAD ST | UST-19123 | Gasoline Station | 1 | 1984-10-09 | Permanently Closed | 0 | Gasoline
PROVIDENCE | FABIO'S GARAGE | 821-825 BROAD ST | UST-19123 | Gasoline Station | 2 | 1984-10-09 | Permanently Closed | 0 | Gasoline
PROVIDENCE | FABIO'S GARAGE | 821-825 BROAD ST | UST-19123 | Gasoline Station | 3 | 1984-10-09 | Permanently Closed | 0 | Gasoline
PROVIDENCE | FABIO'S GARAGE | 821-825 BROAD ST | UST-19123 | Gasoline Station | 4 | 1984-10-09 | Permanently Closed | 500 | Heating Oil No.2
PROVIDENCE | FABIO'S GARAGE | 821-825 BROAD ST | UST-19123 | Gasoline Station | 5 | 1984-10-09 | Permanently Closed | 0 | Waste Oil
PROVIDENCE | FACULTY CLUB | ONE MAGEE ST | UST-18407 | Education Private | 1 | 1984-10-09 | Permanently Closed | 1000 | Heating Oil No.2 | Single Walled
PROVIDENCE | FAELLA'S OIL SERVICE | 1839 SMITH ST | UST-15423 | Gasoline Station | 1 | 1984-10-09 | Permanently Closed | 10000 | Diesel
PROVIDENCE | FAELLA'S OIL SERVICE | 1839 SMITH ST | UST-15423 | Gasoline Station | 2 | 1984-10-09 | Permanently Closed | 10000 | Heating Oil No.2
PROVIDENCE | FAMILY DOLLAR | 332 VALLEY ST | UST-15269 | Other | 1 | 1984-10-09 | Permanently Closed | 500 | Heating Oil No.2
PROVIDENCE | FAMILY DOLLAR | 332 VALLEY ST | UST-15269 | Other | 2 | 1984-10-09 | Permanently Closed | 1000 | Gasoline
PROVIDENCE | FAMILY DOLLAR | 332 VALLEY ST | UST-15269 | Other | 3 | 1984-10-09 | Permanently Closed | 1000 | Gasoline
PROVIDENCE | FAMILY DOLLAR | 332 VALLEY ST | UST-15269 | Other | 4 | 1984-10-09 | Permanently Closed | 1000 | Kerosene
PROVIDENCE | FAMILY DOLLAR | 332 VALLEY ST | UST-15269 | Other | 5 | 1984-10-09 | Permanently Closed | 2000 | Unknown
PROVIDENCE | FAMILY DOLLAR | 332 VALLEY ST | UST-15269 | Other | 6 | 1984-10-09 | Permanently Closed | 500 | Unknown
PROVIDENCE | FAMILY LIFE CENTER | 485 PLAINFIELD ST | UST-18045 | Commercials | 1 | 1984-10-09 | Permanently Closed | 2000 | Gasoline
PROVIDENCE | FAMILY LIFE CENTER | 485 PLAINFIELD ST | UST-18045 | Commercials | 2 | 1901-01-01 | Permanently Closed | 5000 | Heating Oil No.2
PROVIDENCE | FAMILY LIFE CENTER | 485 PLAINFIELD ST | UST-18045 | Commercials | 3 | 1984-10-09 | Permanently Closed | 500 | Gasoline
PROVIDENCE | FANNIE MAE/4 UNIT APARTMENT | 78 WISDOM ST | UST-17444 | Commercials | 1 | 1984-10-09 | Permanently Closed | 275 | Heating Oil No.2
PROVIDENCE | FANNIE MAE/4 UNIT APARTMENT | 78 WISDOM ST | UST-17444 | Commercials | 2 | 1984-10-09 | Permanently Closed | 275 | Heating Oil No.2
PROVIDENCE | FARM FRESH RHODE ISLAND | 498 KINSLEY AVE | UST-725 | Industrial | 1 | 1900-09-09 | Permanently Closed | 5000 | Heating Oil No.2 | Single Walled
PROVIDENCE | FARM FRESH RHODE ISLAND | 498 KINSLEY AVE | UST-725 | Industrial | 2 | 1980-04-01 | Permanently Closed | 10000 | Heating Oil No.2 | Single Walled
PROVIDENCE | FARNUM HALL | 14-20 CONGDON ST | UST-3458 | Education Private | 1 | 1984-10-09 | Permanently Closed | 1000 | Heating Oil No.2
PROVIDENCE | FAWCETT PROPERTIES, LLC | 25-27-29 SACHETT ST | UST-18932 | Commercials | 1 | 1984-10-09 | Permanently Closed | 1000 | Heating Oil No.2
PROVIDENCE | FDIC/RECOLL | 300-310 ATWELLS AVE | UST-3624 | Commercials | 1 | 1987-10-01 | Permanently Closed | 100 | Heating Oil No.2
PROVIDENCE | FEDERAL DAIRY | 65-83 GREENWICH AVE | UST-18591 | Commercials | 1 | 1984-10-09 | Permanently Closed | 2000 | Gasoline
PROVIDENCE | FEDERAL DAIRY | 65-83 GREENWICH AVE | UST-18591 | Commercials | 2 | 1984-10-09 | Permanently Closed | 2000 | Gasoline
PROVIDENCE | FEDERAL DAIRY | 65-83 GREENWICH AVE | UST-18591 | Commercials | 3 | 1984-10-09 | Permanently Closed | 3000 | Heating Oil No.4
PROVIDENCE | FEDERAL DAIRY | 65-83 GREENWICH AVE | UST-18591 | Commercials | 4 | 1984-10-09 | Permanently Closed | 9000 | Heating Oil No.4
PROVIDENCE | FEDERAL HILL HOUSE | 9 COURTLAND ST | UST-4959 | State Government | 1 | null | Permanently Closed | 3000 | Heating Oil No.2 | Single Walled
PROVIDENCE | FEDERAL PRODUCTS CORPORATION | 1139 EDDY ST | UST-383 | Commercials | 1 | 1972-04-01 | Permanently Closed | 10000 | Heating Oil No.2
PROVIDENCE | FEDERAL PRODUCTS CORPORATION | 1139 EDDY ST | UST-383 | Commercials | 2 | 1984-10-09 | Permanently Closed | 20000 | Heating Oil No.2
PROVIDENCE | FEDERAL PRODUCTS CORPORATION | 1139 EDDY ST | UST-383 | Commercials | 3 | 1984-10-09 | Permanently Closed | 20000 | Heating Oil No.2
PROVIDENCE | FEDERAL PRODUCTS CORPORATION | 1139 EDDY ST | UST-383 | Commercials | 4 | 1984-10-09 | Permanently Closed | 275 | Heating Oil No.2
PROVIDENCE | FELICITY ASSOCIATION, INC. | 26 TURNER ST | UST-1577 | Commercials | 1 | 1984-10-09 | Permanently Closed | 3000 | Gasoline
PROVIDENCE | FERGUSON PERFORATING & WIRE COMPANY | 130 ERNEST ST | UST-2404 | Industrial | 1 | 1977-05-01 | Permanently Closed | 10000 | Heating Oil No.2
PROVIDENCE | FERGUSON PERFORATING & WIRE COMPANY | 130 ERNEST ST | UST-2404 | Industrial | 2 | 1950-05-01 | Permanently Closed | 7000 | Heating Oil No.2
PROVIDENCE | FERRANTE JLY | 727 CHARLES ST | UST-15539 | Commercials | 1 | 1958-06-01 | Permanently Closed | 500 | Gasoline
PROVIDENCE | FERRANTE JLY | 727 CHARLES ST | UST-15539 | Commercials | 2 | 1958-06-01 | Permanently Closed | 500 | Heating Oil No.2
PROVIDENCE | FERRANTE JLY | 727 CHARLES ST | UST-15539 | Commercials | 3 | 1968-06-01 | Permanently Closed | 700 | Gasoline
PROVIDENCE | FIRE DEPARTMENT TRAINING SCHOOL | 274 RESERVOIR AVE | UST-18715 | Education - Town | 1 | 1984-10-09 | In Use | 550 | Heating Oil No.2
PROVIDENCE | FIRE DEPARTMENT TRAINING SCHOOL | 274 RESERVOIR AVE | UST-18715 | Education - Town | 2 | 1984-10-09 | Permanently Closed | 300 | Diesel
PROVIDENCE | FIRESTONE STORE #0237-024430 | 987 NORTH MAIN ST | UST-1763 | Commercials | 1 | 1984-10-09 | Permanently Closed | 500 | Waste Oil
PROVIDENCE | FIRESTONE STORE #0237-024430 | 987 NORTH MAIN ST | UST-1763 | Commercials | 2 | 1984-10-09 | Permanently Closed | 500 | Heating Oil No.2
PROVIDENCE | FIRST RESERVOIR LLC PROPERTY | 1 RESERVOIR AVE | UST-19115 | Commercials | 1 | 1984-10-09 | Permanently Closed | 2000 | Heating Oil No.2
PROVIDENCE | FIRST RESERVOIR LLC PROPERTY | 1 RESERVOIR AVE | UST-19115 | Commercials | 2 | 1984-10-09 | Permanently Closed | 1500 | Heating Oil No.2
PROVIDENCE | FIRST UNITARIAN CHURCH | 309 BENEFIT ST | UST-17250 | Other | 1 | 1984-10-09 | Permanently Closed | 1000 | Heating Oil No.2
PROVIDENCE | FIRST UNITARIAN CHURCH | 309 BENEFIT ST | UST-17250 | Other | 2 | 1984-10-09 | Permanently Closed | 500 | Heating Oil No.2
PROVIDENCE | FLAIR INDUSTRIES, INC.(N/A) | 6 ROBIN ST | UST-15841 | Commercials | 1 | 1972-02-01 | Permanently Closed | 1000 | Gasoline
PROVIDENCE | FLEET NATIONAL BANK | 111 WESTMINSTER ST | UST-1360 | Commercials | 1 | 1997-07-27 | Permanently Closed | 7500 | Heating Oil No.6
PROVIDENCE | FLEET NATIONAL BANK | 111 WESTMINSTER ST | UST-1360 | Commercials | 2 | 1997-07-27 | Permanently Closed | 7500 | Heating Oil No.6
PROVIDENCE | FLEET NATIONAL BANK | 215 ATWELLS AVE | UST-1364 | Commercials | 1 | 1984-10-09 | Permanently Closed | 1000 | Heating Oil No.2
PROVIDENCE | FLEET NATIONAL BANK | 575 CHARLES ST | UST-1372 | Commercials | 1 | 1984-10-09 | Permanently Closed | 1000 | Heating Oil No.2
PROVIDENCE | FONES COTTAGE | FONES ALLEY | UST-3457 | Education Private | 1 | 1984-10-09 | Permanently Closed | 275 | Heating Oil No.2
PROVIDENCE | FOREIGN SOURCE JEWELRY (FORMERLY) | 810 EDDY ST | UST-19203 | Commercials | 1 | 1984-10-09 | Permanently Closed | 1000 | Heating Oil No.2
PROVIDENCE | FOREMOST LITHOGRAPH | 85 CORLISS ST | UST-16739 | Industrial | 1 | 1984-10-09 | Permanently Closed | 10000 | Heating Oil No.2
PROVIDENCE | FORKLIFT TRUCKS, INC. | 14 NAVAHO ST | UST-3807 | Commercials | 1 | 1984-10-09 | Permanently Closed | 2000 | Heating Oil No.2
PROVIDENCE | FORKLIFT TRUCKS, INC. | 14 NAVAHO ST | UST-3807 | Commercials | 2 | 1984-10-09 | Permanently Closed | 6600 | Gasoline
PROVIDENCE | FORKLIFT TRUCKS, INC. | 14 NAVAHO ST | UST-3807 | Commercials | 3 | 1984-10-09 | Permanently Closed | 3000 | Diesel
PROVIDENCE | FORMER BUCK A BOOK STORE | 110 WESTMINSTER ST | UST-4056 | Commercials | 1 | 1984-10-09 | Permanently Closed | 500 | Heating Oil No.2
PROVIDENCE | FORMER BUCK A BOOK STORE | 110 WESTMINSTER ST | UST-4056 | Commercials | 2 | 1984-10-09 | Permanently Closed | 500 | Heating Oil No.2
PROVIDENCE | FORMER LIVING ROOM | 23 RATHBONE ST | UST-4365 | Commercials | 1 | 1984-10-09 | Permanently Closed | 275 | Heating Oil No.2
PROVIDENCE | FORMER PATE'S SUNOCO SERVICE | 700 DOUGLAS AVE | UST-3244 | Gasoline Station | 1 | 1960-10-01 | Permanently Closed | 2000 | Gasoline
PROVIDENCE | FORMER PATE'S SUNOCO SERVICE | 700 DOUGLAS AVE | UST-3244 | Gasoline Station | 2 | 1960-10-01 | Permanently Closed | 2000 | Gasoline
PROVIDENCE | FORMER PATE'S SUNOCO SERVICE | 700 DOUGLAS AVE | UST-3244 | Gasoline Station | 3 | 1975-09-01 | Permanently Closed | 4000 | Gasoline
PROVIDENCE | FORMER PATE'S SUNOCO SERVICE | 700 DOUGLAS AVE | UST-3244 | Gasoline Station | 4 | 1981-06-01 | Permanently Closed | 4000 | Gasoline
PROVIDENCE | FORMER PATE'S SUNOCO SERVICE | 700 DOUGLAS AVE | UST-3244 | Gasoline Station | 5 | null | Permanently Closed | 1000 | Gasoline
PROVIDENCE | FORMER PROVIDENCE JOURNAL BUILDING | 203 WESTMINSTER ST | UST-4606 | Farm | 1 | 1984-10-09 | Permanently Closed | 5000 | Heating Oil No.6
PROVIDENCE | FORMER PROVIDENCE JOURNAL BUILDING | 203 WESTMINSTER ST | UST-4606 | Farm | 2 | 1984-10-09 | Permanently Closed | 1200 | Heating Oil No.2
PROVIDENCE | FORMER R.I. TRADE SHOP SCHOOLS | 357 WEST FOUNTAIN ST | UST-4257 | Commercials | 1 | 1984-10-09 | Permanently Closed | 500 | Waste Oil
PROVIDENCE | FORMER ROUTE 195 - CONTRACT 13 | RICHMOND ST | UST-4459 | State Government | 1 | 1984-10-09 | Permanently Closed | 3000 | Heating Oil No.6
PROVIDENCE | FORMER ST. TERESA CHURCH | 265 MANTON AVE | UST-5047 | Commercials | 1 | null | Permanently Closed | 2000 | Heating Oil No.2
PROVIDENCE | FORMER STEER MILL | 70 HOUGHTON ST | UST-3969 | Commercials | 1 | 1984-10-09 | Permanently Closed | 10000 | Heating Oil No.4
PROVIDENCE | FORMER TOPS ELECTRIC SUPPLY | 130 POINT ST | UST-4686 | Commercials | 1 | 1984-10-09 | Permanently Closed | 2000 | Heating Oil No.2 | Single Walled
PROVIDENCE | FORMER TRAFFIC COURT | 345 HARRIS AVE | UST-4193 | State Government | 1 | 1984-10-09 | Permanently Closed | 1000 | Heating Oil No.2
PROVIDENCE | FOUNDRY, THE | LELAND & MANCHESTER WAY | UST-15592 | Industrial | 1 | 1984-10-09 | Permanently Closed | 500 | Not Listed
PROVIDENCE | FOUNDRY, THE | LELAND & MANCHESTER WAY | UST-15592 | Industrial | 2 | 1984-10-09 | Permanently Closed | 1000 | Gasoline
PROVIDENCE | FOUNDRY, THE | LELAND & MANCHESTER WAY | UST-15592 | Industrial | 3 | 1984-10-09 | Permanently Closed | 500 | Kerosene
PROVIDENCE | FOUNDRY, THE | LELAND & MANCHESTER WAY | UST-15592 | Industrial | 4 | 1984-10-09 | Permanently Closed | 1500 | Not Listed
PROVIDENCE | FOUNDRY, THE | LELAND & MANCHESTER WAY | UST-15592 | Industrial | 5 | 1984-10-09 | Permanently Closed | 1500 | Hazardous Substance
PROVIDENCE | FOUNDRY, THE | LELAND & MANCHESTER WAY | UST-15592 | Industrial | 6 | 1984-10-09 | Permanently Closed | 550 | Diesel
PROVIDENCE | FOUR A'S ENTERPRISES, INC. | 254 CRANSTON ST | UST-15214 | Commercials | 1 | 1984-10-09 | Permanently Closed | 4000 | Diesel
PROVIDENCE | FOUR A'S ENTERPRISES, INC. | 254 CRANSTON ST | UST-15214 | Commercials | 2 | 1984-10-09 | Permanently Closed | 4000 | Gasoline
PROVIDENCE | FOUR A'S ENTERPRISES, INC. | 254 CRANSTON ST | UST-15214 | Commercials | 3 | 1984-10-09 | Permanently Closed | 5000 | Gasoline
PROVIDENCE | FOX POINT BOYS & GIRLS CLUB | 90 IVES ST | UST-1671 | Commercials | 1 | 1984-10-09 | Permanently Closed | 500 | Gasoline
PROVIDENCE | FOX POINT MANOR | 575 WICKENDEN ST | UST-3320 | Commercials | 1 | 1982-04-01 | Permanently Closed | 10000 | Heating Oil No.2
PROVIDENCE | FRANCIS STREET PARKING LOT | FRANCIS ST | UST-4680 | State Government | 1 | 1984-10-09 | Permanently Closed | 1128 | Heating Oil No.2 | Single Walled
PROVIDENCE | FRANK DEFRUSCIO (ARCO) | 729 HARTFORD AVE | UST-15082 | Gasoline Station | 1 | 1973-12-01 | Permanently Closed | 6000 | Gasoline
PROVIDENCE | FRANK DEFRUSCIO (ARCO) | 729 HARTFORD AVE | UST-15082 | Gasoline Station | 2 | 1973-12-01 | Permanently Closed | 6000 | Gasoline
PROVIDENCE | FRANK DEFRUSCIO (ARCO) | 729 HARTFORD AVE | UST-15082 | Gasoline Station | 3 | 1973-12-01 | Permanently Closed | 6000 | Gasoline
PROVIDENCE | FRANK DEFRUSCIO (ARCO) | 729 HARTFORD AVE | UST-15082 | Gasoline Station | 4 | 1973-12-01 | Permanently Closed | 200 | Waste Oil
PROVIDENCE | FRANK LOMBARDO SHEET METAL | 78 NARRAGANSETT AVE | UST-17353 | Commercials | 1 | 1984-10-09 | Permanently Closed | 1000 | Heating Oil No.2
PROVIDENCE | FRANK N. GUSTAFSON & SONS, INC. | 251 PITMAN ST | UST-1612 | Commercials | 1 | 1954-06-01 | Permanently Closed | 1000 | Gasoline
PROVIDENCE | FRANK ZAMMIELLO/BILL BEAUDOIN | 70 ATWOOD ST | UST-16512 | Other | 1 | 1984-10-09 | Permanently Closed | 1000 | Heating Oil No.2
PROVIDENCE | FRANK ZAMMIELLO/BILL BEAUDOIN | 70 ATWOOD ST | UST-16512 | Other | 2 | 1984-10-09 | Permanently Closed | 500 | Gasoline
PROVIDENCE | FRANK'S PLATING | 22 PARSONAGE AVE | UST-2460 | Industrial | 1 | 1960-05-01 | Permanently Closed | 1000 | Heating Oil No.2
PROVIDENCE | FULFORD MFG. | 107 STEWART ST | UST-17373 | Industrial | 1 | 1984-10-09 | Permanently Closed | 3500 | Heating Oil No.6
PROVIDENCE | FULFORD MFG. | 107 STEWART ST | UST-17373 | Industrial | 2 | 1984-10-09 | Permanently Closed | 3500 | Heating Oil No.6
PROVIDENCE | FURNACE & DUCT SUPPLY CO., INC. | 635 ELMWOOD AVE | UST-18412 | Commercials | 1 | 1984-10-09 | Permanently Closed | 7000 | Waste Oil
PROVIDENCE | FURNACE & DUCT SUPPLY CO., INC. | 635 ELMWOOD AVE | UST-18412 | Commercials | 2 | 1984-10-09 | In Use | 550 | Heating Oil No.2
PROVIDENCE | G & A POLISHING & PLATING COMPANY | 94 SILVER SPRING ST | UST-2572 | Industrial | 1 | 1980-06-01 | Permanently Closed | 550 | Heating Oil No.2
PROVIDENCE | G & A POLISHING & PLATING COMPANY | 94 SILVER SPRING ST | UST-2572 | Industrial | 2 | 1980-06-01 | Permanently Closed | 550 | Heating Oil No.2
PROVIDENCE | G & M REALTY | 50 AGNES ST | UST-3510 | Industrial | 1 | 1984-10-09 | Permanently Closed | 25000 | Heating Oil No.4
PROVIDENCE | GABRIELLE BROS. GARAGE | 406 SILVER SPRING ST | UST-1715 | Commercials | 1 | 1984-10-09 | Permanently Closed | 2000 | Gasoline
PROVIDENCE | GABRIELLE BROS. GARAGE | 406 SILVER SPRING ST | UST-1715 | Commercials | 2 | 1984-10-09 | Permanently Closed | 2000 | Gasoline
PROVIDENCE | GALLO'S AUTO SERVICE | 416 VALLEY ST | UST-1659 | Gasoline Station | 1 | 1946-03-01 | Permanently Closed | 1000 | Gasoline
PROVIDENCE | GALLO'S AUTO SERVICE | 416 VALLEY ST | UST-1659 | Gasoline Station | 2 | 1946-03-01 | Permanently Closed | 1000 | Gasoline
PROVIDENCE | GAREL MART | 564 MANTON AVE | UST-16267 | Commercials | 1 | 1984-10-09 | Permanently Closed | 4000 | Heating Oil No.2
PROVIDENCE | GARRAHY JUDICIAL COMPLEX | 1 DORRANCE PLZ | UST-18468 | State Government | 1 | 1999-01-05 | In Use | 1000 | Diesel | Double Walled | 2020-08-01
PROVIDENCE | GARRAHY JUDICIAL COMPLEX | 1 DORRANCE PLZ | UST-18468 | State Government | 2 | 1984-10-09 | Permanently Closed | 1500 | Not Listed
PROVIDENCE | GEM PLUMBING | 558 DOUGLAS AVE | UST-16228 | Commercials | 1 | 1984-10-09 | Permanently Closed | 500 | Heating Oil No.2
PROVIDENCE | GEM PLUMBING | 558 DOUGLAS AVE | UST-16228 | Commercials | 2 | 1984-10-09 | Permanently Closed | 1000 | Heating Oil No.2
PROVIDENCE | GEM PLUMBING | 558 DOUGLAS AVE | UST-16228 | Commercials | 3 | 1984-10-09 | Permanently Closed | 1000 | Heating Oil No.2
PROVIDENCE | GENERAL ELECTRIC CO. - PROVIDENCE PLANT | 586 ATWELLS AVE | UST-1133 | Commercials | 1 | 1955-04-01 | Permanently Closed | 20000 | Heating Oil No.6
PROVIDENCE | GENERAL ELECTRIC CO. - PROVIDENCE PLANT | 586 ATWELLS AVE | UST-1133 | Commercials | 2 | 1955-04-01 | Permanently Closed | 20000 | Heating Oil No.2
PROVIDENCE | GEOLOGICAL & CHEMICAL RESEARCH BLDG. | 152 GEORGE ST | UST-18417 | Education Private | 1 | 2000-07-14 | Permanently Closed | 2000 | Diesel | Single Walled
PROVIDENCE | GEORGE GREER COMPANY, INC. | 90 KENWOOD ST | UST-953 | Commercials | 1 | 1970-04-01 | Permanently Closed | 2000 | Gasoline
PROVIDENCE | GEORGE GREER COMPANY, INC. | 90 KENWOOD ST | UST-953 | Commercials | 2 | 1970-04-01 | Permanently Closed | 2000 | Gasoline
PROVIDENCE | GEORGE GREER COMPANY, INC. | 90 KENWOOD ST | UST-953 | Commercials | 3 | 1981-11-01 | In Use | 3000 | Heating Oil No.2
PROVIDENCE | GEORGE J. WEST SCHOOL | 145 BEAUFORT ST | UST-18708 | Education - Town | 1 | 1984-10-09 | In Use | 10000 | Heating Oil No.2
PROVIDENCE | GEORGE LANDOW | 9 UNIVERSITY AVE | UST-18527 | Private Residence | 1 | 1984-10-09 | Permanently Closed | 1500 | Heating Oil No.2
PROVIDENCE | GEORGE MANN & COMPANY (FORMERLY) | 837 ALLENS AVE | UST-916 | Commercials | 1 | 1972-04-01 | Permanently Closed | 6000 | Gasoline
PROVIDENCE | GEORGE MANN & COMPANY (FORMERLY) | 837 ALLENS AVE | UST-916 | Commercials | 2 | 1972-04-01 | Permanently Closed | 6000 | Gasoline
PROVIDENCE | GEORGE MANN & COMPANY (FORMERLY) | 837 ALLENS AVE | UST-916 | Commercials | 3 | 1972-04-01 | Permanently Closed | 6000 | Gasoline
PROVIDENCE | GEORGE MANN & COMPANY (FORMERLY) | 837 ALLENS AVE | UST-916 | Commercials | 4 | 1972-04-01 | Permanently Closed | 550 | Waste Oil
PROVIDENCE | GEORGE MANN & COMPANY (FORMERLY) | 837 ALLENS AVE | UST-916 | Commercials | 5 | 1972-04-01 | Permanently Closed | 550 | Heating Oil No.2
PROVIDENCE | GEORGE MANN & COMPANY, INC. | HARBORSIDE BLVD | UST-852 | Commercials | 1 | 1970-04-01 | Permanently Closed | 4000 | Diesel
PROVIDENCE | GEORGE MANN & COMPANY, INC. | HARBORSIDE BLVD | UST-852 | Commercials | 2 | 1970-04-01 | Permanently Closed | 4000 | Diesel
PROVIDENCE | GEORGE MANN & COMPANY, INC. | HARBORSIDE BLVD | UST-852 | Commercials | 3 | 1980-04-01 | Permanently Closed | 4000 | Heating Oil No.2
PROVIDENCE | GEORGE MANN & COMPANY, INC. | 175 TERMINAL RD | UST-1588 | Industrial | 1 | 1980-03-01 | Permanently Closed | 10000 | Diesel
PROVIDENCE | GEORGE MANN & COMPANY, INC. | 175 TERMINAL RD | UST-1588 | Industrial | 2 | 1980-03-01 | Permanently Closed | 10000 | Diesel
PROVIDENCE | GEORGE MANN & COMPANY, INC. | 175 TERMINAL RD | UST-1588 | Industrial | 3 | 1967-10-01 | Permanently Closed | 5000 | Unknown
PROVIDENCE | GEORGE MANN & COMPANY, INC. | 175 TERMINAL RD | UST-1588 | Industrial | 4 | 1980-06-01 | Permanently Closed | 550 | Heating Oil No.2
PROVIDENCE | GEORGE R. HARDING, JR. | 200 GROTTO AVE | UST-2529 | Private Residence | 1 | 1984-10-09 | In Use | 1200 | Heating Oil No.2
PROVIDENCE | GEORGE'S AUTO REPAIR | 710 VALLEY ST | UST-15334 | Gasoline Station | 1 | 1984-10-09 | Permanently Closed | 4000 | Gasoline
PROVIDENCE | GEORGE'S AUTO REPAIR | 710 VALLEY ST | UST-15334 | Gasoline Station | 2 | 1984-10-09 | Permanently Closed | 4000 | Gasoline
PROVIDENCE | GEORGE'S AUTO REPAIR | 710 VALLEY ST | UST-15334 | Gasoline Station | 3 | 1984-10-09 | Permanently Closed | 500 | Diesel
PROVIDENCE | GEORGE'S AUTO REPAIR | 710 VALLEY ST | UST-15334 | Gasoline Station | 4 | 1984-10-09 | Permanently Closed | 2000 | Gasoline
PROVIDENCE | GEORGE'S AUTO REPAIR | 710 VALLEY ST | UST-15334 | Gasoline Station | 5 | 1984-10-09 | Permanently Closed | 2000 | Gasoline
PROVIDENCE | GEORGE'S AUTO REPAIR | 710 VALLEY ST | UST-15334 | Gasoline Station | 6 | 1984-10-09 | Permanently Closed | 1000 | Diesel
PROVIDENCE | GEORGE'S SERVICE STATION | 125 PLAINFIELD ST | UST-1747 | Gasoline Station | 1 | 1984-10-09 | Permanently Closed | 3000 | Diesel
PROVIDENCE | GEORGE'S SERVICE STATION | 125 PLAINFIELD ST | UST-1747 | Gasoline Station | 2 | 1984-10-09 | Permanently Closed | 2000 | Gasoline
PROVIDENCE | GEORGE'S SERVICE STATION | 125 PLAINFIELD ST | UST-1747 | Gasoline Station | 3 | 1984-10-09 | Permanently Closed | 2000 | Gasoline
PROVIDENCE | GEORGE'S SERVICE STATION | 125 PLAINFIELD ST | UST-1747 | Gasoline Station | 4 | 1984-10-09 | Permanently Closed | 8460 | Gasoline
PROVIDENCE | GEORGE'S SERVICE STATION | 125 PLAINFIELD ST | UST-1747 | Gasoline Station | 5 | 1984-10-09 | Permanently Closed | 8460 | Gasoline
PROVIDENCE | GEORGE'S SERVICE STATION | 125 PLAINFIELD ST | UST-1747 | Gasoline Station | 6 | 1984-10-09 | Permanently Closed | 550 | Waste Oil
PROVIDENCE | GEORGETOWN MANOR | 1128 NORTH MAIN ST | UST-2351 | Commercials | 1 | 1981-05-01 | Permanently Closed | 1000 | Heating Oil No.2
PROVIDENCE | GEORGETTE YOUSSEF | 1380 WESTMINSTER ST | UST-3152 | Commercials | 1 | 1974-04-01 | Permanently Closed | 3000 | Diesel
PROVIDENCE | GEORGETTE YOUSSEF | 1380 WESTMINSTER ST | UST-3152 | Commercials | 2 | 1974-04-01 | Permanently Closed | 3000 | Other
PROVIDENCE | GEORGETTE YOUSSEF | 1380 WESTMINSTER ST | UST-3152 | Commercials | 3 | 1974-04-01 | Permanently Closed | 4000 | Other
PROVIDENCE | GEORGETTE YOUSSEF | 1380 WESTMINSTER ST | UST-3152 | Commercials | 4 | 1984-10-09 | Permanently Closed | 500 | Waste Oil
PROVIDENCE | GEORGETTE YOUSSEF | 1380 WESTMINSTER ST | UST-3152 | Commercials | 5 | 1940-01-01 | Permanently Closed | 500 | Heating Oil No.2
PROVIDENCE | GERMAN MOTORS, INC. | 879 NORTH MAIN ST | UST-4086 | Commercials | 1 | 1984-10-09 | Permanently Closed | 4000 | Gasoline
PROVIDENCE | GERMAN MOTORS, INC. | 879 NORTH MAIN ST | UST-4086 | Commercials | 2 | 1984-10-09 | Permanently Closed | 4000 | Gasoline
PROVIDENCE | GERMAN MOTORS, INC. | 879 NORTH MAIN ST | UST-4086 | Commercials | 3 | 1984-10-09 | Permanently Closed | 4000 | Gasoline
PROVIDENCE | GERMAN MOTORS, INC. | 879 NORTH MAIN ST | UST-4086 | Commercials | 4 | 1984-10-09 | Permanently Closed | 500 | Waste Oil
PROVIDENCE | GERMAN STUDIES | 190 HOPE ST | UST-18403 | Education Private | 1 | 1984-10-09 | Permanently Closed | 1000 | Heating Oil No.2
PROVIDENCE | GETTY | 420 CRANSTON ST | UST-15346 | Gasoline Station | 1 | 1984-10-09 | Permanently Closed | 3000 | Gasoline
PROVIDENCE | GETTY | 420 CRANSTON ST | UST-15346 | Gasoline Station | 2 | 1984-10-09 | Permanently Closed | 3000 | Gasoline
PROVIDENCE | GETTY | 420 CRANSTON ST | UST-15346 | Gasoline Station | 3 | 1984-10-09 | Permanently Closed | 3000 | Gasoline
PROVIDENCE | GETTY | 420 CRANSTON ST | UST-15346 | Gasoline Station | 4 | 1984-10-09 | Permanently Closed | 550 | Waste Oil
PROVIDENCE | GFM REALTY PROPERTY | 57 DEPASQUALE AVE | UST-19000 | Commercials | 1 | 1984-10-09 | Permanently Closed | 500 | Heating Oil No.2
PROVIDENCE | GILBANE PROPERTIES, INC. | 7 JACKSON WALKWAY | UST-3631 | Commercials | 1 | 1980-01-01 | Permanently Closed | 10000 | Heating Oil No.2
PROVIDENCE | GILBANE RESIDENCE | 151 GROTTO AVE | UST-3908 | Private Residence | 1 | 1984-10-09 | Permanently Closed | 2000 | Heating Oil No.2
PROVIDENCE | GILBERT STUART SCHOOL | 188 PRINCETON AVE | UST-18719 | Education - Town | 1 | 1984-10-09 | In Use | 10000 | Heating Oil No.2
PROVIDENCE | GIOVANNI JEWELRY CORPORATION | 100 NASHUA ST | UST-19003 | Commercials | 1 | 1984-10-09 | Permanently Closed | 1000 | Heating Oil No.2
PROVIDENCE | GLOBAL MONTELLO GROUP #1424 | 389 ELMWOOD AVE | UST-1522 | Gasoline Station | 1 | 1969-04-01 | Permanently Closed | 10000 | Gasoline
PROVIDENCE | GLOBAL MONTELLO GROUP #1424 | 389 ELMWOOD AVE | UST-1522 | Gasoline Station | 2 | 1989-03-01 | In Use | 12000 | Gasoline | Double Walled | 2020-10-19
PROVIDENCE | GLOBAL MONTELLO GROUP #1424 | 389 ELMWOOD AVE | UST-1522 | Gasoline Station | 3 | 1969-04-01 | Permanently Closed | 8000 | Gasoline
PROVIDENCE | GLOBAL MONTELLO GROUP #1424 | 389 ELMWOOD AVE | UST-1522 | Gasoline Station | 4 | 1989-03-01 | In Use | 10000 | Gasoline | Double Walled | 2020-10-19
PROVIDENCE | GLOBAL MONTELLO GROUP #1424 | 389 ELMWOOD AVE | UST-1522 | Gasoline Station | 5 | 1971-04-01 | Permanently Closed | 6000 | Gasoline
PROVIDENCE | GLOBAL MONTELLO GROUP #1424 | 389 ELMWOOD AVE | UST-1522 | Gasoline Station | 6 | 1989-03-01 | In Use | 10000 | Diesel | Double Walled | 2020-10-19
PROVIDENCE | GLOBAL MONTELLO GROUP #1424 | 389 ELMWOOD AVE | UST-1522 | Gasoline Station | 7 | 1969-04-01 | Permanently Closed | 550 | Waste Oil
PROVIDENCE | GLOBAL MONTELLO GROUP #1424 | 389 ELMWOOD AVE | UST-1522 | Gasoline Station | 8 | 1989-03-01 | Permanently Closed | 1000 | Waste Oil | Double Walled
PROVIDENCE | GLOBAL MONTELLO GROUP #1424 | 389 ELMWOOD AVE | UST-1522 | Gasoline Station | 9 | 1969-04-01 | Permanently Closed | 550 | Heating Oil No.2
PROVIDENCE | GLOBAL MONTELLO GROUP #1424 | 389 ELMWOOD AVE | UST-1522 | Gasoline Station | 10 | 1989-03-01 | Permanently Closed | 1000 | Heating Oil No.2 | Double Walled
PROVIDENCE | GLORIA DEI LUTHERAN CHURCH | 15 HAYES ST | UST-18522 | Other | 1 | 1984-10-09 | Permanently Closed | 1500 | Heating Oil No.2
PROVIDENCE | GOLD STAR GAS | 342 MANTON AVE | UST-3029 | Gasoline Station | 1 | 1984-10-09 | Permanently Closed | 3000 | Gasoline
PROVIDENCE | GOLD STAR GAS | 342 MANTON AVE | UST-3029 | Gasoline Station | 2 | 1984-10-09 | Permanently Closed | 3000 | Gasoline
PROVIDENCE | GOLD STAR GAS | 342 MANTON AVE | UST-3029 | Gasoline Station | 3 | 1984-10-09 | Permanently Closed | 3000 | Gasoline
PROVIDENCE | GOLD STAR GAS | 342 MANTON AVE | UST-3029 | Gasoline Station | 4 | 1986-06-01 | Permanently Closed | 550 | Kerosene
PROVIDENCE | GOLD STAR GAS | 342 MANTON AVE | UST-3029 | Gasoline Station | 5 | 1984-10-09 | Permanently Closed | 1000 | Waste Oil
PROVIDENCE | GOLD STAR GAS | 342 MANTON AVE | UST-3029 | Gasoline Station | 6 | 1984-10-09 | Permanently Closed | 1000 | Gasoline
PROVIDENCE | GOLD STAR GAS | 342 MANTON AVE | UST-3029 | Gasoline Station | 7 | 1996-01-31 | In Use | 5000 | Gasoline |  | 2016-08-16
PROVIDENCE | GOLD STAR GAS | 342 MANTON AVE | UST-3029 | Gasoline Station | 8 | 1996-01-31 | In Use | 5000 | Gasoline |  | 2016-08-16
PROVIDENCE | GOODWILL INDUSTRIES OF R.I.-VOCATIONAL RESOURCES | 100 HOUGHTON ST | UST-19081 | Other | 1 | 1984-10-09 | Permanently Closed | 10000 | Heating Oil No.2
PROVIDENCE | GORDON AVENUE BUSINESS INCUBATOR CTR. | 17-21 GORDON AVE | UST-3095 | Industrial | 1 | 1984-10-09 | Permanently Closed | 3000 | Heating Oil No.2
PROVIDENCE | GORDON AVENUE BUSINESS INCUBATOR CTR. | 17-21 GORDON AVE | UST-3095 | Industrial | 2 | 1984-10-09 | Permanently Closed | 500 | Waste Oil
PROVIDENCE | GORHAM DIVISION OF TEXTRON (FORMERLY) | 333 ADELAIDE AVE | UST-1158 | Commercials | 1 | 1975-05-01 | Permanently Closed | 30000 | Heating Oil No.6
PROVIDENCE | GORHAM DIVISION OF TEXTRON (FORMERLY) | 333 ADELAIDE AVE | UST-1158 | Commercials | 2 | 1975-05-01 | Permanently Closed | 30000 | Heating Oil No.6
PROVIDENCE | GORHAM DIVISION OF TEXTRON (FORMERLY) | 333 ADELAIDE AVE | UST-1158 | Commercials | 3 | 1984-10-09 | Permanently Closed | 1000 | Heating Oil No.2
PROVIDENCE | GORHAM DIVISION OF TEXTRON (FORMERLY) | 333 ADELAIDE AVE | UST-1158 | Commercials | 4 | 1984-10-09 | Permanently Closed | 7300 | Heating Oil No.2
PROVIDENCE | GORHAM DIVISION OF TEXTRON (FORMERLY) | 333 ADELAIDE AVE | UST-1158 | Commercials | 5 | 1984-10-09 | Permanently Closed | 7300 | Heating Oil No.2
PROVIDENCE | GORHAM DIVISION OF TEXTRON (FORMERLY) | 333 ADELAIDE AVE | UST-1158 | Commercials | 6 | 1984-10-09 | Permanently Closed | 8000 | Heating Oil No.4
PROVIDENCE | GORHAM DIVISION OF TEXTRON (FORMERLY) | 333 ADELAIDE AVE | UST-1158 | Commercials | 7 | 1984-10-09 | Permanently Closed | 1000 | Gasoline
PROVIDENCE | GORHAM DIVISION OF TEXTRON (FORMERLY) | 333 ADELAIDE AVE | UST-1158 | Commercials | 8 | 1984-10-09 | Permanently Closed | 30000 | Heating Oil No.6
PROVIDENCE | GORHAM DIVISION OF TEXTRON (FORMERLY) | 333 ADELAIDE AVE | UST-1158 | Commercials | 9 | 1984-10-09 | Permanently Closed | 30000 | Heating Oil No.6
PROVIDENCE | GOVERNOR DYER MARKET PLACE | 505 PROMENADE ST | UST-17256 | Commercials | 1 | 1984-10-09 | Permanently Closed | 4000 | Diesel
PROVIDENCE | GOVERNOR DYER MARKET PLACE | 505 PROMENADE ST | UST-17256 | Commercials | 2 | 1984-10-09 | Permanently Closed | 500 | Waste Oil
PROVIDENCE | GOVERNOR DYER MARKET PLACE | 505 PROMENADE ST | UST-17256 | Commercials | 3 | 1984-10-09 | Permanently Closed | 1000 | Unknown
PROVIDENCE | GOWER AND CO | 203 SOUTH MAIN ST | UST-5033 | Other | 1 | null | Permanently Closed | 1000 | Heating Oil No.2
PROVIDENCE | GRAND NATIONAL FURNITURE WAREHOUSE | 43 HASWELL ST | UST-2312 | Industrial | 1 | 1984-10-09 | Permanently Closed | 3000 | Heating Oil No.2
PROVIDENCE | GRAND NATIONAL FURNITURE WAREHOUSE | 43 HASWELL ST | UST-2312 | Industrial | 2 | 1984-10-09 | Permanently Closed | 10000 | Heating Oil No.2
PROVIDENCE | GRANDE MASONRY | 780 ALLENS AVE | UST-4758 | Industrial | 1 | 1984-10-09 | Permanently Closed | 1000 | Heating Oil No.2
PROVIDENCE | GRAYBAR ELECTRIC CO., INC. | 245 NIANTIC AVE | UST-1873 | Commercials | 1 | 1984-10-09 | Permanently Closed | 1000 | Heating Oil No.2
PROVIDENCE | GRAYBAR ELECTRIC CO., INC. | 245 NIANTIC AVE | UST-1873 | Commercials | 2 | 1984-10-09 | Permanently Closed | 4000 | Heating Oil No.2
PROVIDENCE | GRAYBAR ELECTRIC CO., INC. | 245 NIANTIC AVE | UST-1873 | Commercials | 3 | 1984-10-09 | Permanently Closed | 6000 | Heating Oil No.2
PROVIDENCE | GRIGGS & BROWNE CO. | 175 NIANTIC AVE | UST-3757 | Commercials | 1 | 1984-10-09 | Permanently Closed | 1000 | Heating Oil No.2
PROVIDENCE | GRIGGS & BROWNE CO. | 175 NIANTIC AVE | UST-3757 | Commercials | 2 | 1984-10-09 | Permanently Closed | 1000 | Other
PROVIDENCE | GRIGGS & BROWNE CO. | 175 NIANTIC AVE | UST-3757 | Commercials | 3 | 1984-10-09 | Permanently Closed | 1000 | Heating Oil No.2
PROVIDENCE | GRODEN CENTER | 32 BRANCH AVE | UST-19210 | Commercials | 1 | 1984-10-09 | Permanently Closed | 1500 | Heating Oil No.2
PROVIDENCE | GROTTO COURT CONDO. ASSOCIATION | 16 GROTTO AVE | UST-18704 | Other | 1 | 1984-10-09 | Permanently Closed | 1000 | Unknown
PROVIDENCE | GROUP IV | 200 WHITEHALL ST | UST-15967 | Other | 1 | 1984-10-09 | Permanently Closed | 2000 | Gasoline
PROVIDENCE | GROUP IV | 200 WHITEHALL ST | UST-15967 | Other | 2 | 1984-10-09 | Permanently Closed | 4000 | Diesel
PROVIDENCE | GROUP IV | 200 WHITEHALL ST | UST-15967 | Other | 3 | 1984-10-09 | Permanently Closed | 4000 | Diesel
PROVIDENCE | GSA REALTY | 198 PINE ST | UST-15260 | Commercials | 1 | 1984-10-09 | Permanently Closed | 10000 | Gasoline
PROVIDENCE | GSA REALTY | 198 PINE ST | UST-15260 | Commercials | 2 | 1984-10-09 | Permanently Closed | 550 | Waste Oil
PROVIDENCE | GULF (F.H. FRENCH CO. INC.) | 460 SMITH ST | UST-15354 | Gasoline Station | 1 | 1984-10-09 | Permanently Closed | 1000 | Heating Oil No.2
PROVIDENCE | GULF (F.H. FRENCH CO. INC.) | 460 SMITH ST | UST-15354 | Gasoline Station | 2 | 1984-10-09 | Permanently Closed | 4000 | Gasoline
PROVIDENCE | GULF (F.H. FRENCH CO. INC.) | 460 SMITH ST | UST-15354 | Gasoline Station | 3 | 1984-10-09 | Permanently Closed | 4000 | Gasoline
PROVIDENCE | GULF (F.H. FRENCH CO. INC.) | 460 SMITH ST | UST-15354 | Gasoline Station | 4 | 1984-10-09 | Permanently Closed | 5000 | Gasoline
PROVIDENCE | GULF (F.H. FRENCH CO. INC.) | 460 SMITH ST | UST-15354 | Gasoline Station | 5 | 1984-10-09 | Permanently Closed | 500 | Waste Oil
PROVIDENCE | GULF EXPRESS | 255 RESERVOIR AVE | UST-739 | Gasoline Station | 1 | 1973-06-01 | Permanently Closed | 8000 | Gasoline
PROVIDENCE | GULF EXPRESS | 255 RESERVOIR AVE | UST-739 | Gasoline Station | 2 | 1973-06-01 | Permanently Closed | 6000 | Gasoline
PROVIDENCE | GULF EXPRESS | 255 RESERVOIR AVE | UST-739 | Gasoline Station | 3 | 1973-06-01 | Permanently Closed | 6000 | Gasoline
PROVIDENCE | GULF EXPRESS | 255 RESERVOIR AVE | UST-739 | Gasoline Station | 4 | 1984-10-09 | Permanently Closed | 550 | Waste Oil
PROVIDENCE | GULF EXPRESS | 255 RESERVOIR AVE | UST-739 | Gasoline Station | 5 | 1998-09-02 | In Use | 8000 | Gasoline | Double Walled | 2022-04-20
PROVIDENCE | GULF EXPRESS | 255 RESERVOIR AVE | UST-739 | Gasoline Station | 6 | 1998-09-02 | In Use | 12000 | Gasoline | Double Walled | 2022-04-20
PROVIDENCE | GULF EXPRESS | 255 RESERVOIR AVE | UST-739 | Gasoline Station | 7 | 1984-10-09 | Permanently Closed | 500 | Unknown
PROVIDENCE | GULF EXPRESS | 35 PLAINFIELD ST | UST-1064 | Gasoline Station | 1 | 1981-04-01 | Permanently Closed | 700 | Waste Oil | Single Walled
PROVIDENCE | GULF EXPRESS | 35 PLAINFIELD ST | UST-1064 | Gasoline Station | 2 | 1981-04-01 | Permanently Closed | 700 | Heating Oil No.2
PROVIDENCE | GULF EXPRESS | 35 PLAINFIELD ST | UST-1064 | Gasoline Station | 3 | 1981-04-01 | Permanently Closed | 8000 | Gasoline | Single Walled | 2004-12-30
PROVIDENCE | GULF EXPRESS | 35 PLAINFIELD ST | UST-1064 | Gasoline Station | 4 | 1981-04-01 | Permanently Closed | 8000 | Gasoline | Single Walled | 2004-12-30
PROVIDENCE | GULF EXPRESS | 35 PLAINFIELD ST | UST-1064 | Gasoline Station | 5 | 1981-04-01 | Permanently Closed | 8000 | Gasoline | Single Walled | 2004-12-30
PROVIDENCE | GULF EXPRESS | 35 PLAINFIELD ST | UST-1064 | Gasoline Station | 6 | 1981-04-01 | Permanently Closed | 8000 | Gasoline | Single Walled | 2004-12-30
PROVIDENCE | GULF EXPRESS | 35 PLAINFIELD ST | UST-1064 | Gasoline Station | 7 | 1983-04-01 | Permanently Closed | 2000 | Kerosene | Single Walled
PROVIDENCE | GULF EXPRESS | 35 PLAINFIELD ST | UST-1064 | Gasoline Station | 8 | 1984-10-09 | Permanently Closed | 3000 | Heating Oil No.6
PROVIDENCE | GULF EXPRESS | 35 PLAINFIELD ST | UST-1064 | Gasoline Station | 9 | 2004-12-30 | In Use | 2500 | Diesel | Double Walled | 2004-12-30
PROVIDENCE | GULF EXPRESS | 35 PLAINFIELD ST | UST-1064 | Gasoline Station | 10 | 2018-03-28 | In Use | 10000 | Gasoline | Double Walled | 2018-04-11
PROVIDENCE | GULF EXPRESS | 35 PLAINFIELD ST | UST-1064 | Gasoline Station | 11 | 2018-03-28 | In Use | 10000 | Gasoline | Double Walled | 2018-04-11
PROVIDENCE | GULF EXPRESS | 35 PLAINFIELD ST | UST-1064 | Gasoline Station | 12 | 2018-03-28 | In Use | 8000 | Gasoline | Double Walled | 2018-04-11
PROVIDENCE | GZRI ASSOCIATES | 140 BROADWAY | UST-4273 | Commercials | 1 | 1984-10-09 | Permanently Closed | 100 | Heating Oil No.2
PROVIDENCE | H.F. HANSCOM | 225 CHAPMAN ST | UST-15920 | Commercials | 1 | 1984-10-09 | Permanently Closed | 5000 | Heating Oil No.4
PROVIDENCE | H.V. COLLINS | 1076 NORTH MAIN ST | UST-15788 | Commercials | 1 | 1984-10-09 | Permanently Closed | 1000 | Heating Oil No.2
PROVIDENCE | H.V. COLLINS | 1076 NORTH MAIN ST | UST-15788 | Commercials | 2 | 1984-10-09 | Permanently Closed | 1000 | Gasoline
PROVIDENCE | HALLAMORE CORPORATION | 500 VALLEY ST | UST-2937 | Commercials | 1 | 1970-12-01 | Permanently Closed | 10000 | Diesel
PROVIDENCE | HALLAMORE CORPORATION | 500 VALLEY ST | UST-2937 | Commercials | 2 | 1978-08-01 | Permanently Closed | 3000 | Gasoline
PROVIDENCE | HANDY & HARMAN | 787 EDDY ST | UST-16780 | Other | 1 | 1984-10-09 | Permanently Closed | 1000 | Heating Oil No.2
PROVIDENCE | HANDY & HARMAN | 787 EDDY ST | UST-16780 | Other | 2 | 1984-10-09 | Permanently Closed | 700 | Heating Oil No.2
PROVIDENCE | HANNAH REALTY PROPERTY | 62-68 DIKE ST | UST-19122 | Commercials | 1 | 1984-10-09 | Permanently Closed | 1000 | Heating Oil No.2
PROVIDENCE | HANNAH REALTY PROPERTY | 62-68 DIKE ST | UST-19122 | Commercials | 2 | 1984-10-09 | Permanently Closed | 3000 | Heating Oil No.2
PROVIDENCE | HARBORSHIP PARK | 100 SHIPYARD ST | UST-557 | Other | 1 | 1984-10-09 | Permanently Closed | 10000 | Heating Oil No.2
PROVIDENCE | HARBORSHIP PARK | 100 SHIPYARD ST | UST-557 | Other | 2 | 1984-10-09 | Permanently Closed | 10000 | Heating Oil No.2
PROVIDENCE | HARBORSHIP PARK | 100 SHIPYARD ST | UST-557 | Other | 3 | 1984-10-09 | Permanently Closed | 3000 | Heating Oil No.4
PROVIDENCE | HARBORSIDE PARK | 90 HARBORSIDE DR | UST-556 | Other | 1 | 1984-10-09 | Permanently Closed | 4000 | Heating Oil No.2
PROVIDENCE | HARBORSIDE PARK | 90 HARBORSIDE DR | UST-556 | Other | 2 | 1984-10-09 | Permanently Closed | 4000 | Heating Oil No.2
PROVIDENCE | HARBORSIDE PARK | 90 HARBORSIDE DR | UST-556 | Other | 3 | 1984-10-09 | Permanently Closed | 4000 | Heating Oil No.2
PROVIDENCE | HARBORSIDE PARK | 301 HARBORSIDE BLVD | UST-16287 | Commercials | 1 | 1984-10-09 | Permanently Closed | 7500 | Heating Oil No.6
PROVIDENCE | HARBORSIDE PARK (AAA TRUCKING) | 310 HARBORSIDE BLVD | UST-555 | Other | 1 | 1984-10-09 | Permanently Closed | 5000 | Heating Oil No.2
PROVIDENCE | HARBORSIDE PARK (AAA TRUCKING) | 310 HARBORSIDE BLVD | UST-555 | Other | 2 | 1984-10-09 | Permanently Closed | 5000 | Heating Oil No.2
PROVIDENCE | HARBORSIDE PARK (AAA TRUCKING) | 310 HARBORSIDE BLVD | UST-555 | Other | 3 | 1984-10-09 | Permanently Closed | 500 | Heating Oil No.2
PROVIDENCE | HARBORSIDE PARK (NEW PENN) | 280 HARBORSIDE BLVD | UST-554 | Other | 1 | 1984-10-09 | Permanently Closed | 4000 | Diesel
PROVIDENCE | HARBORSIDE PARK (NEW PENN) | 280 HARBORSIDE BLVD | UST-554 | Other | 2 | 1984-10-09 | Permanently Closed | 1000 | Heating Oil No.2
PROVIDENCE | HARRIET BARON FAMILY L.P. PROPERTY | 149 GOVERNOR ST | UST-4252 | Commercials | 1 | 1984-10-09 | Permanently Closed | 550 | Heating Oil No.2
PROVIDENCE | HARRIET BARON FAMILY L.P. PROPERTY | 149 GOVERNOR ST | UST-4252 | Commercials | 2 | 1984-10-09 | Permanently Closed | 1000 | Heating Oil No.2
PROVIDENCE | HARRIS AVENUE SUBSTATION | HARRIS AVE | UST-166 | Commercials | 1 | 1957-03-01 | Permanently Closed | 1000 | Heating Oil No.2
PROVIDENCE | HART ENGINEERING | 6 SERVICE RD | UST-15136 | Commercials | 1 | 1984-10-09 | Permanently Closed | 99 | Gasoline
PROVIDENCE | HARTFORD AVENUE FIRE STATION | 489 HARTFORD AVE | UST-3271 | City/Town Government | 1 | 1984-10-09 | In Use | 1000 | Heating Oil No.2
PROVIDENCE | HARTFORD AVENUE FIRE STATION | 489 HARTFORD AVE | UST-3271 | City/Town Government | 2 | 1984-10-09 | Permanently Closed | 500 | Diesel
PROVIDENCE | HARTFORD PARK | 300 HARTFORD AVE | UST-3552 | City/Town Government | 1 | 1954-03-01 | Permanently Closed | 10000 | Heating Oil No.4
PROVIDENCE | HARTFORD PARK | 300 HARTFORD AVE | UST-3552 | City/Town Government | 2 | 1954-03-01 | Permanently Closed | 10000 | Heating Oil No.4
PROVIDENCE | HARWOL COURT | 211 ADELAIDE AVE | UST-3345 | Commercials | 1 | 1976-11-01 | In Use | 1000 | Heating Oil No.2
PROVIDENCE | HATHAWAY MANAGEMENT CORP. | 95 HATHAWAY ST | UST-3758 | Industrial | 1 | 1984-10-09 | In Use | 20000 | Heating Oil No.6
PROVIDENCE | HATHAWAY MANAGEMENT CORP. | 95 HATHAWAY ST | UST-3758 | Industrial | 2 | 1984-10-09 | Permanently Closed | 10000 | Heating Oil No.6
PROVIDENCE | HAY BUILDING CONDOMIUM ASSOC. | 123 DYER ST | UST-18649 | Commercials | 1 | 1984-10-09 | Permanently Closed | 5000 | Heating Oil No.4
PROVIDENCE | HEALTH LAB. (CHAPIN BLDG.) | 50 ORMS ST | UST-2488 | State Government | 1 | 1978-04-01 | Permanently Closed | 510 | Diesel
PROVIDENCE | HEALTH LAB. (CHAPIN BLDG.) | 50 ORMS ST | UST-2488 | State Government | 2 | 1978-04-01 | Permanently Closed | 20000 | Heating Oil No.2
PROVIDENCE | HEATHER HILL PROPERTIES | 159 WATERMAN ST | UST-18339 | Other | 1 | 1984-10-09 | Permanently Closed | 1000 | Heating Oil No.2
PROVIDENCE | HEIDELBERG MATERIALS | 25 TERMINAL RD | UST-1705 | Commercials | 1 | 1968-08-01 | Permanently Closed | 10000 | Diesel
PROVIDENCE | HENRI MACKOR RESIDENCE | 19 WINFIELD RD | UST-19080 | Private Residence | 1 | 1984-10-09 | Permanently Closed | 2000 | Heating Oil No.2
PROVIDENCE | HENRY M. LITCHMAN (RESIDENCE) | 39 HARWICH RD | UST-16532 | Private Residence | 1 | 1984-10-09 | Permanently Closed | 2000 | Heating Oil No.2
PROVIDENCE | HENRY OIL COMPANY | 924 MANTON AVE | UST-7 | Commercials | 1 | 1964-11-01 | Permanently Closed | 2000 | Gasoline
PROVIDENCE | HENRY OIL COMPANY | 675 HARTFORD AVE | UST-480 | Commercials | 1 | 1946-04-01 | Permanently Closed | 10000 | Heating Oil No.2
PROVIDENCE | HENRY OIL COMPANY | 675 HARTFORD AVE | UST-480 | Commercials | 2 | 1946-04-01 | Permanently Closed | 10000 | Heating Oil No.2
PROVIDENCE | HENRY OIL COMPANY | 675 HARTFORD AVE | UST-480 | Commercials | 3 | 1950-04-01 | Permanently Closed | 500 | Gasoline
PROVIDENCE | HENRY OIL COMPANY | 675 HARTFORD AVE | UST-480 | Commercials | 4 | 1952-04-01 | Permanently Closed | 500 | Heating Oil No.2
PROVIDENCE | HENRY OIL COMPANY | 675 HARTFORD AVE | UST-480 | Commercials | 5 | 1950-04-01 | Permanently Closed | 1000 | Heating Oil No.2
PROVIDENCE | HERB CHAMBERS CADILLAC, INC. | 101 CADILLAC DR | UST-1395 | Commercials | 1 | 1969-07-01 | Permanently Closed | 3000 | Gasoline
PROVIDENCE | HERB CHAMBERS CADILLAC, INC. | 101 CADILLAC DR | UST-1395 | Commercials | 2 | 1969-07-01 | Permanently Closed | 3000 | Motor Oil
PROVIDENCE | HERB CHAMBERS CADILLAC, INC. | 101 CADILLAC DR | UST-1395 | Commercials | 3 | 1969-07-01 | Permanently Closed | 3000 | Motor Oil
PROVIDENCE | HERB CHAMBERS CADILLAC, INC. | 101 CADILLAC DR | UST-1395 | Commercials | 4 | 1969-07-01 | Permanently Closed | 2000 | Waste Oil
PROVIDENCE | HERBERT B. MEISTER/GEORGE M. MAISELLO | 540 MANTON AVE | UST-16288 | Commercials | 1 | 1984-10-09 | Permanently Closed | 1000 | Heating Oil No.2
PROVIDENCE | HERFF JONES, INC. | 226 PUBLIC ST | UST-2193 | Industrial | 1 | 1986-10-01 | Permanently Closed | 4000 | Heating Oil No.2
PROVIDENCE | HERFF JONES, INC. | 226 PUBLIC ST | UST-2193 | Industrial | 2 | 1984-10-09 | Permanently Closed | 3000 | Other
PROVIDENCE | HERMAN'S FURNITURE WAREHOUSE | 755 WESTMINSTER ST | UST-19102 | Commercials | 1 | 1984-10-09 | Permanently Closed | 2000 | Heating Oil No.2
PROVIDENCE | HESS 39501 | 396 ELMWOOD AVE | UST-942 | Gasoline Station | 1 | 1971-04-01 | Permanently Closed | 4000 | Gasoline
PROVIDENCE | HESS 39501 | 396 ELMWOOD AVE | UST-942 | Gasoline Station | 2 | 1971-04-01 | Permanently Closed | 4000 | Gasoline
PROVIDENCE | HESS 39501 | 396 ELMWOOD AVE | UST-942 | Gasoline Station | 3 | 1971-04-01 | Permanently Closed | 5000 | Gasoline
PROVIDENCE | HESS 39501 | 396 ELMWOOD AVE | UST-942 | Gasoline Station | 4 | 1971-04-01 | Permanently Closed | 5000 | Gasoline
PROVIDENCE | HESS 39501 | 396 ELMWOOD AVE | UST-942 | Gasoline Station | 5 | 1987-09-01 | Permanently Closed | 6000 | Kerosene
PROVIDENCE | HESS 39501 | 396 ELMWOOD AVE | UST-942 | Gasoline Station | 6 | 1971-04-01 | Permanently Closed | 500 | Waste Oil
PROVIDENCE | HESS 39501 | 396 ELMWOOD AVE | UST-942 | Gasoline Station | 7 | 1994-12-01 | Permanently Closed | 10000 | Kerosene | Double Walled
PROVIDENCE | HESS 39501 | 396 ELMWOOD AVE | UST-942 | Gasoline Station | 8 | 1994-12-01 | Permanently Closed | 10000 | Gasoline | Double Walled
PROVIDENCE | HESS 39501 | 396 ELMWOOD AVE | UST-942 | Gasoline Station | 9 | 1994-12-01 | Permanently Closed | 10000 | Gasoline | Double Walled
PROVIDENCE | HESS 39501 | 396 ELMWOOD AVE | UST-942 | Gasoline Station | 10 | 1994-12-01 | Permanently Closed | 10000 | Gasoline | Double Walled
PROVIDENCE | HESS 39501 | 396 ELMWOOD AVE | UST-942 | Gasoline Station | 11 | 1994-12-01 | Permanently Closed | 600 | Mixture | Double Walled
PROVIDENCE | HILLCREST VILLAGE | 40 LEANDER ST | UST-16057 | Other | 1 | 1984-10-09 | Permanently Closed | 550 | Heating Oil No.2
PROVIDENCE | HILLSIDE HEALTH CENTER ASSOC. | 99 HILLSIDE AVE | UST-2521 | Commercials | 1 | 1976-06-01 | Permanently Closed | 10000 | Heating Oil No.2
PROVIDENCE | HILLSIDE HEALTH CENTER ASSOC. | 99 HILLSIDE AVE | UST-2521 | Commercials | 2 | 1999-02-17 | In Use | 10000 | Heating Oil No.2 | Double Walled
PROVIDENCE | HOCHMAN RESIDENCE | 65 EMELINE ST | UST-16735 | Private Residence | 1 | 1984-10-09 | Permanently Closed | 2000 | Heating Oil No.2
PROVIDENCE | HOECHST CERAMTEC | 100 NIANTIC AVE | UST-15067 | Commercials | 1 | 1984-10-09 | Permanently Closed | 1500 | Hazardous Substance
PROVIDENCE | HOECHST CERAMTEC | 100 NIANTIC AVE | UST-15067 | Commercials | 2 | 1984-10-09 | Permanently Closed | 1500 | Hazardous Substance
PROVIDENCE | HOECHST CERAMTEC | 100 NIANTIC AVE | UST-15067 | Commercials | 3 | 1984-10-09 | Permanently Closed | 1500 | Hazardous Substance
PROVIDENCE | HOECHST CERAMTEC | 100 NIANTIC AVE | UST-15067 | Commercials | 4 | 1984-10-09 | Permanently Closed | 1500 | Unknown
PROVIDENCE | HOLY CROSS CHURCH | 641 HARTFORD AVE | UST-3728 | Other | 1 | 1984-10-09 | Permanently Closed | 1000 | Heating Oil No.2 | Double Walled
PROVIDENCE | HOLY CROSS CHURCH | 1014 BROAD ST | UST-4666 | Other | 1 | 1984-10-09 | Permanently Closed | 1000 | Heating Oil No.2 | Single Walled
PROVIDENCE | HOLY CROSS CHURCH | 1014 BROAD ST | UST-4666 | Other | 2 | 1984-10-09 | Permanently Closed | 3000 | Heating Oil No.2 | Single Walled
PROVIDENCE | HOLY GHOST CHURCH & SCHOOL | 472 ATWELLS AVE | UST-1985 | Education Private | 1 | 1954-05-01 | Permanently Closed | 6000 | Heating Oil No.2
PROVIDENCE | HOLY GHOST CHURCH & SCHOOL | 472 ATWELLS AVE | UST-1985 | Education Private | 2 | 1997-05-23 | In Use | 1000 | Heating Oil No.2
PROVIDENCE | HOLY ORDER OF C & S CHURCH | 28 CANDACE ST | UST-3887 | Other | 1 | 1984-10-09 | Permanently Closed | 1000 | Heating Oil No.2
PROVIDENCE | HOOK FAST SPECIALTIES, INC. | 63 SEYMOUR ST | UST-4233 | Commercials | 1 | 1984-10-09 | Permanently Closed | 1000 | Heating Oil No.2
PROVIDENCE | HOOK-FAST SPECIALTIES, INC. | 58 SEYMOUR ST | UST-4232 | Commercials | 1 | 1984-10-09 | Permanently Closed | 1000 | Heating Oil No.2
PROVIDENCE | HOOK-FAST SPECIALTIES, INC. | 58 SEYMOUR ST | UST-4232 | Commercials | 2 | 1984-10-09 | Permanently Closed | 1000 | Heating Oil No.2
PROVIDENCE | HOPE HIGH SCHOOL | 324 HOPE ST | UST-2838 | Education - Town | 1 | 1938-09-01 | In Use | 10000 | Heating Oil No.2
PROVIDENCE | HOPE HIGH SCHOOL | 324 HOPE ST | UST-2838 | Education - Town | 2 | 1938-09-01 | In Use | 15000 | Heating Oil No.2
PROVIDENCE | HOPE MARKET BUILDING | 11-17 SOUTH ANGELL ST | UST-19263 | Commercials | 1 | 1984-10-09 | Permanently Closed | 500 | Heating Oil No.2
PROVIDENCE | HOPKINS ADMINISTRATION BUILDING | 480 CHARLES ST | UST-2824 | City/Town Government | 1 | 1997-09-17 | Permanently Closed | 7500 | Heating Oil No.2
PROVIDENCE | HOPKINS ADMINISTRATION BUILDING | 480 CHARLES ST | UST-2824 | City/Town Government | 2 | 1990-06-01 | Permanently Closed | 8000 | Heating Oil No.2 | Double Walled
PROVIDENCE | HOPKINS ADMINISTRATION BUILDING | 480 CHARLES ST | UST-2824 | City/Town Government | 3 | 1997-09-17 | Permanently Closed | 7500 | Heating Oil No.2
PROVIDENCE | HORACE MANN | 47-49 GEORGE ST | UST-18406 | Education Private | 1 | 1984-10-09 | Permanently Closed | 1000 | Heating Oil No.2
PROVIDENCE | HUDSON AUTO/CESAR TIRE | 1586 BROAD ST | UST-2258 | Commercials | 1 | 1997-05-25 | Permanently Closed | 500 | Waste Oil
PROVIDENCE | HUDSON AUTO/CESAR TIRE | 1586 BROAD ST | UST-2258 | Commercials | 2 | 1984-10-09 | Permanently Closed | 1000 | Gasoline
PROVIDENCE | HUDSON LIQUID ASPHALTS, INC. (NARR. BAY COMM) | ONE SERVICE RD | UST-1915 | State Government | 1 | 1961-05-01 | Permanently Closed | 3000 | Gasoline
PROVIDENCE | HUDSON LIQUID ASPHALTS, INC. (NARR. BAY COMM) | ONE SERVICE RD | UST-1915 | State Government | 2 | 1961-05-01 | Permanently Closed | 6000 | Diesel
PROVIDENCE | HUDSON LIQUID ASPHALTS, INC. (NARR. BAY COMM) | ONE SERVICE RD | UST-1915 | State Government | 3 | 1961-05-01 | Permanently Closed | 6000 | Diesel
PROVIDENCE | HUDSON LIQUID ASPHALTS, INC. (NARR. BAY COMM) | ONE SERVICE RD | UST-1915 | State Government | 4 | 1958-05-01 | Permanently Closed | 2000 | Waste Oil
PROVIDENCE | HUDSON LIQUID ASPHALTS, INC. (NARR. BAY COMM) | ONE SERVICE RD | UST-1915 | State Government | 5 | 1984-10-09 | Permanently Closed | 2000 | Heating Oil No.2
PROVIDENCE | HUDSON LIQUID ASPHALTS, INC. (NARR. BAY COMM) | ONE SERVICE RD | UST-1915 | State Government | 6 | 1980-08-01 | Permanently Closed | 5000 | Heating Oil No.6
PROVIDENCE | HUDSON LIQUID ASPHALTS, INC. (NARR. BAY COMM) | 11 SERVICE RD | UST-3501 | State Government | 1 | 1978-09-01 | Permanently Closed | 2000 | Heating Oil No.4
PROVIDENCE | HUDSON SERVICES | 101 CRANSTON ST | UST-16784 | Commercials | 1 | 1984-10-09 | Permanently Closed | 1000 | Hazardous Substance
PROVIDENCE | HUDSON SERVICES | 101 CRANSTON ST | UST-16784 | Commercials | 2 | 1984-10-09 | Permanently Closed | 1000 | Hazardous Substance
PROVIDENCE | HUDSON SERVICES | 101 CRANSTON ST | UST-16784 | Commercials | 3 | 1984-10-09 | Permanently Closed | 500 | Hazardous Substance
PROVIDENCE | HUDSON SERVICES | 101 CRANSTON ST | UST-16784 | Commercials | 4 | 1984-10-09 | Permanently Closed | 500 | Hazardous Substance
PROVIDENCE | HUDSON SERVICES | 101 CRANSTON ST | UST-16784 | Commercials | 5 | 1984-10-09 | Permanently Closed | 275 | Hazardous Substance
PROVIDENCE | HUDSON TERMINAL CORPORATION | 29 TERMINAL RD | UST-3500 | Industrial | 1 | 1975-05-01 | Permanently Closed | 10000 | Heating Oil No.6
PROVIDENCE | HUGO JOHNSON | 143 LINWOOD AVE | UST-15637 | Private Residence | 1 | 1984-10-09 | Permanently Closed | 1000 | Heating Oil No.2
PROVIDENCE | HUGO JOHNSON PROPERTY | 125-129 MOORE ST | UST-19028 | Commercials | 1 | 1984-10-09 | Permanently Closed | 3000 | Heating Oil No.2
PROVIDENCE | HUMBOLDT AVENUE FIRE STATION | 155 HUMBOLDT AVE | UST-3272 | City/Town Government | 1 | 1984-10-09 | In Use | 1000 | Heating Oil No.2
PROVIDENCE | HUMBOLDT AVENUE FIRE STATION | 155 HUMBOLDT AVE | UST-3272 | City/Town Government | 2 | 1984-10-09 | Permanently Closed | 550 | Diesel
PROVIDENCE | HUNTINGTON VIEW CONGREGATION | 250 WADSWORTH ST | UST-19158 | Other | 1 | 1984-10-09 | Permanently Closed | 1000 | Heating Oil No.2
PROVIDENCE | I AND R REALTY CORP. | 254 HOPE ST | UST-4583 | Commercials | 1 | 1984-10-09 | Permanently Closed | 1500 | Heating Oil No.2
PROVIDENCE | I BROOMFIELD AND SON | 14 LEHIGH ST | UST-4871 | Commercials | 1 | null | Permanently Closed | 1500 | Heating Oil No.2
PROVIDENCE | I BROOMFIELD AND SON | 14 LEHIGH ST | UST-4871 | Commercials | 2 | null | Permanently Closed | 1500 | Unknown
PROVIDENCE | IAFRATE AUTO SALES | 113 HAROLD ST | UST-4044 | Commercials | 1 | 1984-10-09 | Permanently Closed | 4000 | Gasoline
PROVIDENCE | IAFRATE AUTO SALES | 113 HAROLD ST | UST-4044 | Commercials | 2 | 1984-10-09 | Permanently Closed | 2000 | Gasoline
PROVIDENCE | IAFRATE AUTO SALES | 113 HAROLD ST | UST-4044 | Commercials | 3 | 1984-10-09 | Permanently Closed | 200 | Waste Oil
PROVIDENCE | IAFRATE AUTO SALES | 113 HAROLD ST | UST-4044 | Commercials | 4 | 1984-10-09 | Permanently Closed | 500 | Heating Oil No.2
PROVIDENCE | IMPERIAL KNIFE | 60 KING ST | UST-15510 | Commercials | 1 | 1984-10-09 | Permanently Closed | 10000 | Heating Oil No.2
PROVIDENCE | IMPERIAL KNIFE | 60 KING ST | UST-15510 | Commercials | 2 | 1984-10-09 | Permanently Closed | 1000 | Hazardous Substance
PROVIDENCE | IMPERIAL KNIFE | 60 KING ST | UST-15510 | Commercials | 3 | 1984-10-09 | Permanently Closed | 14000 | Heating Oil No.6
PROVIDENCE | IMPERIAL KNIFE | 60 KING ST | UST-15510 | Commercials | 4 | 1984-10-09 | Permanently Closed | 10000 | Heating Oil No.2
PROVIDENCE | IMPERIAL KNIFE | 60 KING ST | UST-15510 | Commercials | 5 | 1984-10-09 | Permanently Closed | 10000 | Heating Oil No.6
PROVIDENCE | IMPERIAL PLACE CONDOMINIUMS | 14 IMPERIAL PL | UST-19275 | Multiple Residence | 1 | 1984-10-09 | Permanently Closed | 14000 | Heating Oil No.6
PROVIDENCE | IMPERIAL PLACE CONDOMINIUMS | 14 IMPERIAL PL | UST-19275 | Multiple Residence | 2 | 1984-10-09 | Permanently Closed | 10000 | Heating Oil No.2
PROVIDENCE | IMPERIAL PRODUCTS, INC. | 25 MANTON AVE | UST-17348 | Other | 1 | 1984-10-09 | Permanently Closed | 2000 | Heating Oil No.2
PROVIDENCE | IMPROVED LAMINATED METALS | 775 EDDY ST | UST-2565 | Industrial | 1 | 1945-04-01 | Permanently Closed | 5000 | Heating Oil No.4
PROVIDENCE | IMPROVED LAMINATED METALS | 775 EDDY ST | UST-2565 | Industrial | 2 | 1984-10-09 | Permanently Closed | 2000 | Gasoline
PROVIDENCE | INDIA POINT CLUB | 98 INDIA ST | UST-15638 | Other | 1 | 1984-10-09 | Permanently Closed | 1000 | Heating Oil No.2
PROVIDENCE | INDUSTRIAL BLDG AT NORTH MAIN ST | 1106 NORTH MAIN ST | UST-4989 | Industrial | 1 | null | Permanently Closed | 1000 | Gasoline | Single Walled
PROVIDENCE | INDUSTRIAL WELDER'S SUPPLY, INC. | 396 MANTON AVE | UST-9 | Industrial | 1 | 1984-10-09 | Permanently Closed | 2000 | Gasoline
PROVIDENCE | INDUSTRIAL WELDER'S SUPPLY, INC. | 396 MANTON AVE | UST-9 | Industrial | 2 | 1984-10-09 | Permanently Closed | 1000 | Heating Oil No.2
PROVIDENCE | INTENSIVE CARE AUTO REPAIR ENT. | 304 SILVER SPRING ST | UST-514 | Gasoline Station | 1 | 1973-10-01 | Permanently Closed | 2000 | Gasoline
PROVIDENCE | INTENSIVE CARE AUTO REPAIR ENT. | 304 SILVER SPRING ST | UST-514 | Gasoline Station | 2 | 1973-10-01 | Permanently Closed | 2000 | Gasoline
PROVIDENCE | INTENSIVE CARE AUTO REPAIR ENT. | 304 SILVER SPRING ST | UST-514 | Gasoline Station | 3 | 1973-10-01 | Permanently Closed | 1000 | Gasoline
PROVIDENCE | INTERNATIONAL CHROMIUM PLATING | 2 ADDISON PL | UST-1359 | Industrial | 1 | 1969-07-01 | In Use | 5000 | Heating Oil No.2
PROVIDENCE | INTERNATIONAL CHROMIUM PLATING | 2 ADDISON PL | UST-1359 | Industrial | 2 | 1984-10-09 | Permanently Closed | 1000 | Heating Oil No.4
PROVIDENCE | INTERNATIONAL INSIGNIA | 1280 EDDY ST | UST-18752 | Commercials | 1 | 1984-10-09 | Permanently Closed | 5000 | Heating Oil No.2
PROVIDENCE | INTERNATIONAL INSIGNIA | 1280 EDDY ST | UST-18752 | Commercials | 2 | 1984-10-09 | Permanently Closed | 1000 | Heating Oil No.2 | Double Walled
PROVIDENCE | INTERNATIONAL INSIGNIA | 1280 EDDY ST | UST-18752 | Commercials | 3 | 1984-10-09 | Permanently Closed | 1000 | Heating Oil No.2 | Double Walled
PROVIDENCE | INTERNATIONAL SUPPLY COMPANY | 215 NIANTIC AVE | UST-522 | Commercials | 1 | 1960-04-01 | Permanently Closed | 2000 | Gasoline
PROVIDENCE | INTERNATIONAL SUPPLY COMPANY | 215 NIANTIC AVE | UST-522 | Commercials | 2 | 1984-10-09 | Permanently Closed | 3000 | Heating Oil No.2
PROVIDENCE | INTERPLEX METALS | 45 SALEM ST | UST-3605 | Industrial | 1 | 1984-10-09 | Permanently Closed | 2000 | Heating Oil No.4
PROVIDENCE | IRA GREEN, INC. | 177 GEORGIA AVE | UST-3060 | Commercials | 1 | 1984-10-09 | Permanently Closed | 2000 | Heating Oil No.2
PROVIDENCE | IRA GREEN, INC. | 177 GEORGIA AVE | UST-3060 | Commercials | 2 | 1984-10-09 | Permanently Closed | 10000 | Heating Oil No.2
PROVIDENCE | IRVING AVENUE DEVELOPMENT, LLC | 170 IRVING AVE | UST-4250 | Multiple Residence | 1 | 1984-10-09 | Permanently Closed | 2000 | Heating Oil No.2
PROVIDENCE | ISSA RESIDENCE | 226 BLACKSTONE BLVD | UST-5040 | Private Residence | 1 | null | Permanently Closed | 2000 | Heating Oil No.2 | Single Walled
PROVIDENCE | J & B ASSOCIATES | 50 CLIFFORD ST | UST-18906 | Commercials | 1 | 1984-10-09 | Permanently Closed | 3000 | Unknown
PROVIDENCE | J & B ASSOCIATES | 50 CLIFFORD ST | UST-18906 | Commercials | 2 | 1984-10-09 | Permanently Closed | 3000 | Unknown
PROVIDENCE | J&W COLLEGE ST.XAVIER/ACADEMY HALL | R-60 BROAD ST | UST-2415 | Education Private | 1 | 1984-10-09 | Permanently Closed | 5000 | Heating Oil No.2
PROVIDENCE | J. BROOMFIELD & SONS, INC. | 473 ALLENS AVE | UST-49 | Commercials | 1 | 1984-10-09 | Permanently Closed | 2000 | Gasoline
PROVIDENCE | J. BROOMFIELD & SONS, INC. | 473 ALLENS AVE | UST-49 | Commercials | 2 | 1986-03-01 | Permanently Closed | 2000 | Diesel
PROVIDENCE | J. BROOMFIELD & SONS, INC. | 473 ALLENS AVE | UST-49 | Commercials | 3 | 1984-10-09 | Permanently Closed | 1000 | Diesel
PROVIDENCE | J. RICCI PACKAGING, INC. | 172 BERKSHIRE ST | UST-18072 | Other | 1 | 1984-10-09 | Permanently Closed | 1000 | Heating Oil No.2
PROVIDENCE | J.L. ANTHONY & COMPANY | 115 BAKER ST | UST-4187 | Commercials | 1 | 1984-10-09 | Permanently Closed | 10000 | Heating Oil No.2
PROVIDENCE | J.T.J INVESTMENTS | 219 WEST PARK ST | UST-4551 | Commercials | 1 | 1984-10-09 | Permanently Closed | 1500 | Heating Oil No.2
PROVIDENCE | JAKE KAPLAN | ELMWOOD AVE | UST-15590 | Commercials | 1 | 1984-10-09 | Permanently Closed | 275 | Waste Oil
PROVIDENCE | JAMES C. GOFF COMPANY | 54 NARRAGANSETT AVE | UST-16996 | Commercials | 1 | 1984-10-09 | Permanently Closed | 1000 | Gasoline
PROVIDENCE | JAMES L. HANLEY AREA CAREER & TECHNICAL CTR. | 91 FRICKER ST | UST-18552 | Education Private | 1 | 1984-10-09 | Permanently Closed | 500 | Waste Oil
PROVIDENCE | JARR REALTY, LLC | 1055 SMITH ST | UST-1520 | Gasoline Station | 1 | 1954-04-01 | Permanently Closed | 1000 | Waste Oil
PROVIDENCE | JARR REALTY, LLC | 1055 SMITH ST | UST-1520 | Gasoline Station | 2 | 1991-01-01 | Permanently Closed | 1000 | Waste Oil | Double Walled
PROVIDENCE | JARR REALTY, LLC | 1055 SMITH ST | UST-1520 | Gasoline Station | 3 | 1954-04-01 | Permanently Closed | 500 | Heating Oil No.2
PROVIDENCE | JARR REALTY, LLC | 1055 SMITH ST | UST-1520 | Gasoline Station | 4 | 1962-04-01 | Permanently Closed | 3000 | Gasoline
PROVIDENCE | JARR REALTY, LLC | 1055 SMITH ST | UST-1520 | Gasoline Station | 5 | 1990-11-30 | In Use | 6000 | Gasoline | Double Walled | 2021-06-16
PROVIDENCE | JARR REALTY, LLC | 1055 SMITH ST | UST-1520 | Gasoline Station | 6 | 1962-04-01 | Permanently Closed | 4000 | Gasoline
PROVIDENCE | JARR REALTY, LLC | 1055 SMITH ST | UST-1520 | Gasoline Station | 7 | 1962-04-01 | Permanently Closed | 6000 | Gasoline
PROVIDENCE | JARR REALTY, LLC | 1055 SMITH ST | UST-1520 | Gasoline Station | 8 | 1990-11-30 | In Use | 6000 | Gasoline | Double Walled | 2021-06-16
PROVIDENCE | JARR REALTY, LLC | 1055 SMITH ST | UST-1520 | Gasoline Station | 9 | 1990-12-01 | In Use | 10000 | Gasoline | Double Walled | 2021-06-16
PROVIDENCE | JASON RUBIN | 479 WASHINGTON ST | UST-3144 | Commercials | 1 | 1984-10-09 | Permanently Closed | 5000 | Heating Oil No.2
PROVIDENCE | JASON RUBIN | 341-359 WEST FOUNTAIN ST | UST-3145 | Commercials | 1 | 1984-10-09 | Permanently Closed | 6000 | Heating Oil No.2
PROVIDENCE | JASON RUBIN RENTAL PROPERTY | 425 WEST FOUNTAIN ST | UST-4004 | Commercials | 1 | 1984-10-09 | Permanently Closed | 5000 | Heating Oil No.2
PROVIDENCE | JAY'S TRANSMISSION | 152 FEDERAL ST | UST-16552 | Commercials | 1 | 1984-10-09 | Permanently Closed | 1000 | Gasoline
PROVIDENCE | JAY'S TRANSMISSION | 152 FEDERAL ST | UST-16552 | Commercials | 2 | 1984-10-09 | Permanently Closed | 1000 | Gasoline
PROVIDENCE | JAY'S TRANSMISSION | 152 FEDERAL ST | UST-16552 | Commercials | 3 | 1984-10-09 | Permanently Closed | 300 | Waste Oil
PROVIDENCE | JENKINS ST SCHOOL/PROV PLAN HOUSING CORP | 51 JENKINS ST | UST-17327 | City/Town Government | 1 | 1984-10-09 | Permanently Closed | 5000 | Heating Oil No.2
PROVIDENCE | JENNELL, LLC | 425 ANGELL ST | UST-3126 | Commercials | 1 | 1959-06-01 | Permanently Closed | 1000 | Heating Oil No.2
PROVIDENCE | JENNELL, LLC | 425 ANGELL ST | UST-3126 | Commercials | 2 | 1989-06-01 | Permanently Closed | 1000 | Heating Oil No.2
PROVIDENCE | JERROLD LEVINE RESIDENCE | 330 FREEMAN PKWY | UST-4841 | Private Residence | 1 | null | Permanently Closed | 1500 | Heating Oil No.2 | Single Walled
PROVIDENCE | JERRY'S SERVICE STATION | 1101 HOPE ST | UST-955 | Gasoline Station | 1 | 1984-04-01 | Permanently Closed | 6000 | Gasoline
PROVIDENCE | JERRY'S SERVICE STATION | 1101 HOPE ST | UST-955 | Gasoline Station | 2 | 1981-04-01 | Permanently Closed | 5000 | Gasoline
PROVIDENCE | JERRY'S SERVICE STATION | 1101 HOPE ST | UST-955 | Gasoline Station | 3 | 1977-04-01 | Permanently Closed | 4000 | Gasoline
PROVIDENCE | JERRY'S SERVICE STATION | 1101 HOPE ST | UST-955 | Gasoline Station | 4 | 1977-04-01 | Permanently Closed | 5000 | Gasoline
PROVIDENCE | JERRY'S SERVICE STATION | 1101 HOPE ST | UST-955 | Gasoline Station | 5 | 1984-10-09 | Permanently Closed | 500 | Waste Oil
PROVIDENCE | JERRY'S SERVICE STATION | 1101 HOPE ST | UST-955 | Gasoline Station | 6 | 1984-10-09 | Permanently Closed | 550 | Heating Oil No.2
PROVIDENCE | JERRY'S SERVICE STATION | 1101 HOPE ST | UST-955 | Gasoline Station | 7 | 2000-07-16 | In Use | 12000 | Gasoline | Double Walled | 2000-05-01
PROVIDENCE | JERRY'S SERVICE STATION | 1101 HOPE ST | UST-955 | Gasoline Station | 8 | 2000-07-16 | In Use | 8000 | Gasoline | Double Walled | 2000-05-01
PROVIDENCE | JESMAC, INC. | 42 BLUNDELL ST | UST-2527 | Commercials | 1 | 1980-10-01 | Permanently Closed | 1000 | Heating Oil No.2
PROVIDENCE | JESMAC, INC. | 134 THURBERS AVE | UST-18081 | Other | 1 | 1984-10-09 | Permanently Closed | 5000 | Heating Oil No.4
PROVIDENCE | JEWEL CASE CO. | 44 NAVAHO ST& 329 NIANTIC AVE | UST-2136 | Industrial | 1 | 1973-09-01 | Permanently Closed | 1000 | Diesel
PROVIDENCE | JEWEL CASE CO. | 44 NAVAHO ST& 329 NIANTIC AVE | UST-2136 | Industrial | 2 | 1973-09-01 | Permanently Closed | 3000 | Gasoline
PROVIDENCE | JEWEL CASE CO. | 44 NAVAHO ST& 329 NIANTIC AVE | UST-2136 | Industrial | 3 | 1977-09-01 | Permanently Closed | 2000 | Gasoline
PROVIDENCE | JIMMY'S AUTO SERVICE | 800 CHARLES ST | UST-16014 | Gasoline Station | 1 | 1984-10-09 | Permanently Closed | 1000 | Gasoline
PROVIDENCE | JIMMY'S AUTO SERVICE | 800 CHARLES ST | UST-16014 | Gasoline Station | 2 | 1984-10-09 | Permanently Closed | 1000 | Gasoline
PROVIDENCE | JIMMY'S AUTO SERVICE | 800 CHARLES ST | UST-16014 | Gasoline Station | 3 | 1984-10-09 | Permanently Closed | 4000 | Gasoline
PROVIDENCE | JOB LINK, INC. | 680 ELMWOOD AVE | UST-18979 | Commercials | 1 | 1984-10-09 | Permanently Closed | 3000 | Heating Oil No.2
PROVIDENCE | JOHN HOPE EMERGENCY SHELTER | 81 PARADE ST | UST-3956 | Other | 1 | 1984-10-09 | Permanently Closed | 1000 | Heating Oil No.2
PROVIDENCE | JOHN HOPE SETTLEMENT HOUSE | 7 THOMAS T. WHITTEN WAY | UST-3632 | Other | 1 | 1945-01-01 | In Use | 9999999 | Heating Oil No.2
PROVIDENCE | JOHN MCELROY | 4 PRESIDENT AVE | UST-16948 | Private Residence | 1 | 1984-10-09 | Permanently Closed | 100 | Gasoline
PROVIDENCE | JOHNNY'S AUTO CENTER, INC. | 146 ACADEMY AVE | UST-1031 | Gasoline Station | 1 | 1949-04-01 | Permanently Closed | 2000 | Gasoline
PROVIDENCE | JOHNNY'S AUTO CENTER, INC. | 146 ACADEMY AVE | UST-1031 | Gasoline Station | 2 | 1949-04-01 | Permanently Closed | 2000 | Gasoline
PROVIDENCE | JOHNNY'S AUTO CENTER, INC. | 146 ACADEMY AVE | UST-1031 | Gasoline Station | 3 | 1949-04-01 | Permanently Closed | 3000 | Gasoline
PROVIDENCE | JOHNNY'S AUTO CENTER, INC. | 146 ACADEMY AVE | UST-1031 | Gasoline Station | 4 | 1976-04-01 | Permanently Closed | 3000 | Gasoline
PROVIDENCE | JOHNNY'S AUTO CENTER, INC. | 146 ACADEMY AVE | UST-1031 | Gasoline Station | 5 | 1949-04-01 | Permanently Closed | 1000 | Heating Oil No.2
PROVIDENCE | JOHNNY'S AUTO CENTER, INC. | 146 ACADEMY AVE | UST-1031 | Gasoline Station | 6 | 1949-04-01 | Permanently Closed | 550 | Waste Oil
PROVIDENCE | JOHNNY'S OIL & HTG. INC. | 232 POCASSET AVE | UST-705 | Commercials | 1 | 1984-10-09 | Permanently Closed | 1000 | Gasoline | Single Walled
PROVIDENCE | JOHNNY'S OIL & HTG. INC. | 232 POCASSET AVE | UST-705 | Commercials | 2 | 1984-10-09 | Permanently Closed | 1000 | Gasoline | Single Walled
PROVIDENCE | JOHNNY'S OIL & HTG. INC. | 232 POCASSET AVE | UST-705 | Commercials | 3 | 1984-10-09 | Permanently Closed | 1000 | Kerosene | Single Walled
PROVIDENCE | JOHNNY'S OIL & HTG. INC. | 232 POCASSET AVE | UST-705 | Commercials | 4 | 1984-10-09 | Permanently Closed | 1000 | Diesel | Single Walled
PROVIDENCE | JOHNNY'S OIL & HTG. INC. | 232 POCASSET AVE | UST-705 | Commercials | 5 | null | Permanently Closed | 500 | Gasoline | Single Walled
PROVIDENCE | JOHNNY'S OIL & HTG. INC. | 232 POCASSET AVE | UST-705 | Commercials | 6 | null | Permanently Closed | 1000 | Unknown | Single Walled
PROVIDENCE | JOHNSON & WALES (FORMER SUNOCO) | 317 ELMWOOD AVE | UST-15116 | Education Private | 1 | 1984-10-09 | Permanently Closed | 4000 | Gasoline
PROVIDENCE | JOHNSON & WALES (FORMER SUNOCO) | 317 ELMWOOD AVE | UST-15116 | Education Private | 2 | 1984-10-09 | Permanently Closed | 4000 | Gasoline
PROVIDENCE | JOHNSON & WALES (FORMER SUNOCO) | 317 ELMWOOD AVE | UST-15116 | Education Private | 3 | 1984-10-09 | Permanently Closed | 4000 | Gasoline
PROVIDENCE | JOHNSON & WALES (FORMER SUNOCO) | 317 ELMWOOD AVE | UST-15116 | Education Private | 4 | 1984-10-09 | Permanently Closed | 500 | Waste Oil
PROVIDENCE | JOHNSON & WALES (FORMER SUNOCO) | 317 ELMWOOD AVE | UST-15116 | Education Private | 5 | 1984-10-09 | Permanently Closed | 500 | Waste Oil
PROVIDENCE | JOHNSON & WALES COLLEGE | 34 RATHBURN ST | UST-15117 | Education Private | 1 | 1984-10-09 | Permanently Closed | 2000 | Gasoline
PROVIDENCE | JOHNSON & WALES COLLEGE - MINDEN HALL | WATERMAN AVE | UST-2414 | Education Private | 1 | 1984-10-09 | Permanently Closed | 4000 | Heating Oil No.2
PROVIDENCE | JOHNSON & WALES COLLEGE - STEPHENS HALL | 315 ELMWOOD AVE | UST-2416 | Education Private | 1 | 1984-10-09 | Permanently Closed | 6000 | Heating Oil No.4
PROVIDENCE | JOHNSON & WALES COLLEGE - STEPHENS HALL | 315 ELMWOOD AVE | UST-2416 | Education Private | 2 | 1984-10-09 | Permanently Closed | 2000 | Heating Oil No.4
PROVIDENCE | JOHNSON & WALES UNIV. AUTO GARAGE #17 | 80 PLEASANT VALLEY PKWY | UST-17410 | Other | 1 | 1984-10-09 | Permanently Closed | 275 | Waste Oil
PROVIDENCE | JOHNSON & WALES UNIV. AUTO GARAGE #17 | 80 PLEASANT VALLEY PKWY | UST-17410 | Other | 2 | 1984-10-09 | Permanently Closed | 500 | Waste Oil
PROVIDENCE | JOHNSON & WALES UNIVERSITY | 291 WESTMINSTER ST | UST-18080 | Education Private | 1 | 1984-10-09 | Permanently Closed | 4488 | Heating Oil No.6
PROVIDENCE | JOHNSON & WALES UNIVERSITY | 291 WESTMINSTER ST | UST-18080 | Education Private | 2 | 1984-10-09 | Permanently Closed | 4488 | Heating Oil No.6
PROVIDENCE | JOHNSON & WALES UNIVERSITY | 1 WASHINGTON AVE | UST-18233 | Education Private | 1 | 1984-10-09 | Permanently Closed | 5000 | Heating Oil No.6
PROVIDENCE | JOHNSON AND WALES UNIVERSITY | 35 CLAVERICK ST | UST-4531 | Education Private | 1 | 1984-10-09 | Permanently Closed | 2000 | Heating Oil No.4
PROVIDENCE | JOHNSTON FOREIGN CAR CENTER | 904 MANTON AVE | UST-15522 | Commercials | 1 | 1987-05-01 | Permanently Closed | 4000 | Gasoline
PROVIDENCE | JOHNSTON FOREIGN CAR CENTER | 904 MANTON AVE | UST-15522 | Commercials | 2 | 1958-05-01 | Permanently Closed | 1000 | Waste Oil
PROVIDENCE | JOHNSTON FOREIGN CAR CENTER | 904 MANTON AVE | UST-15522 | Commercials | 3 | 1958-05-01 | Permanently Closed | 3000 | Gasoline
PROVIDENCE | JOHNSTON FOREIGN CAR CENTER | 904 MANTON AVE | UST-15522 | Commercials | 4 | 1997-04-23 | Permanently Closed | 250 | Heating Oil No.2
PROVIDENCE | JONATHAN F. STONE | 158 BOWEN ST | UST-4530 | Private Residence | 1 | 1984-10-09 | Permanently Closed | 3000 | Heating Oil No.2
PROVIDENCE | JONATHAN NELSON | 436 BLACKSTONE BLVD | UST-16702 | Private Residence | 1 | 1984-10-09 | Permanently Closed | 2000 | Heating Oil No.2
PROVIDENCE | JONES | 63 MANNING ST | UST-17486 | Private Residence | 1 | 1984-10-09 | Permanently Closed | 1000 | Heating Oil No.2
PROVIDENCE | JOSEF CREATION INC. | 55 CROMWELL ST | UST-15657 | Commercials | 1 | 1984-10-09 | Permanently Closed | 9000 | Heating Oil No.4
PROVIDENCE | JOSEPH & EDWARD RAYMOND | 78 JUDITH ST | UST-16674 | Commercials | 1 | 1984-10-09 | Permanently Closed | 10000 | Gasoline
PROVIDENCE | JOSEPH & EDWARD RAYMOND | 78 JUDITH ST | UST-16674 | Commercials | 2 | 1984-10-09 | Permanently Closed | 20000 | Heating Oil No.2
PROVIDENCE | JOSEPH & EDWARD RAYMOND | 78 JUDITH ST | UST-16674 | Commercials | 3 | 1984-10-09 | Permanently Closed | 20000 | Heating Oil No.2
PROVIDENCE | JOSEPH & EDWARD RAYMOND | 78 JUDITH ST | UST-16674 | Commercials | 4 | 1984-10-09 | Permanently Closed | 500 | Waste Oil
PROVIDENCE | JOSEPH & EDWARD RAYMOND | 78 JUDITH ST | UST-16674 | Commercials | 5 | 1984-10-09 | Permanently Closed | 1000 | Diesel
PROVIDENCE | JOSEPH & EDWARD RAYMOND | 78 JUDITH ST | UST-16674 | Commercials | 6 | 1984-10-09 | Permanently Closed | 1000 | Diesel
PROVIDENCE | JOSEPH BOSCIA | 536 ATWELLS AVE | UST-15567 | Other | 1 | 1984-10-09 | Permanently Closed | 1000 | Heating Oil No.2
PROVIDENCE | JOSEPH BOSCIA | 536 ATWELLS AVE | UST-15567 | Other | 2 | 1984-10-09 | Permanently Closed | 2000 | Heating Oil No.2
PROVIDENCE | JOSEPH PAOLINO RENTAL PROPERTY | 21 RESERVOIR AVE | UST-19129 | Commercials | 1 | 1984-10-09 | Permanently Closed | 1000 | Heating Oil No.2
PROVIDENCE | JOSEPHINE S. WILBUR | 1274 NARRAGANSETT BLVD | UST-18090 | Private Residence | 1 | 1984-10-09 | Permanently Closed | 1500 | Heating Oil No.2
PROVIDENCE | JOSLIN COMMUNITY DEVELOPMENT CORP. | 231 AMHERST ST | UST-18288 | Other | 1 | 1984-10-09 | Permanently Closed | 1000 | Heating Oil No.2
PROVIDENCE | JRP REALTY, INC. | 791 NORTH MAIN ST | UST-15921 | Commercials | 1 | 1984-10-09 | Permanently Closed | 1000 | Gasoline
PROVIDENCE | JRP REALTY, INC. | 791 NORTH MAIN ST | UST-15921 | Commercials | 2 | 1984-10-09 | Permanently Closed | 1000 | Gasoline
PROVIDENCE | JRP REALTY, INC. | 791 NORTH MAIN ST | UST-15921 | Commercials | 3 | 1984-10-09 | Permanently Closed | 1000 | Gasoline
PROVIDENCE | JRS REFINERS, INC. | 85 ELLENFIELD ST | UST-3203 | Commercials | 1 | 1984-10-09 | Permanently Closed | 5000 | Heating Oil No.2
PROVIDENCE | JRS REFINERS, INC. | 85 ELLENFIELD ST | UST-3203 | Commercials | 2 | 1984-10-09 | Permanently Closed | 5000 | Heating Oil No.2
PROVIDENCE | JSLP, INC. | 663 CHARLES ST | UST-3872 | Commercials | 1 | 1984-10-09 | Permanently Closed | 1000 | Heating Oil No.2
PROVIDENCE | JUSTO PROPERTY | 860 ELMWOOD AVE | UST-19292 | Commercials | 1 | 1984-10-09 | Permanently Closed | 500 | Heating Oil No.2
PROVIDENCE | JUTRAS WOODWORKING, INC. | 103 DIKE ST | UST-17039 | Commercials | 1 | 1984-10-09 | Permanently Closed | 1500 | Heating Oil No.4
PROVIDENCE | K & M ASSOCIATES, L.P. | 425 DEXTER ST | UST-3558 | Commercials | 1 | 1941-02-01 | Permanently Closed | 10000 | Heating Oil No.4
PROVIDENCE | K & M ASSOCIATES, L.P. | 425 DEXTER ST | UST-3558 | Commercials | 2 | 1984-10-09 | Permanently Closed | 3000 | Heating Oil No.2
PROVIDENCE | K & M ASSOCIATES, L.P. | 425 DEXTER ST | UST-3558 | Commercials | 3 | 1984-10-09 | Permanently Closed | 1000 | Heating Oil No.2
PROVIDENCE | K. GOTTFRIED, INC. | 959 NORTH MAIN ST | UST-4111 | Commercials | 1 | 1984-10-09 | Permanently Closed | 1000 | Heating Oil No.2
PROVIDENCE | KAREN BALDI RESIDENTIAL PROPERTY | 214 BROADWAY | UST-4161 | Private Residence | 1 | 1984-10-09 | Permanently Closed | 1500 | Heating Oil No.2
PROVIDENCE | KAUFMAN PAPERBOX | 90 NARRAGANSETT AVE | UST-18149 | Commercials | 1 | 1984-10-09 | Permanently Closed | 1000 | Heating Oil No.2
PROVIDENCE | KAUFMAN PAPERBOX | 90 NARRAGANSETT AVE | UST-18149 | Commercials | 2 | 1984-10-09 | Permanently Closed | 550 | Heating Oil No.2
PROVIDENCE | KAYE RESIDENCE | 66 COLE AVE | UST-18905 | Private Residence | 1 | 1984-10-09 | Permanently Closed | 1500 | Unknown
PROVIDENCE | KAZAR ARAMIAN | 156 DOUGLAS AVE | UST-15367 | Other | 1 | 1984-10-09 | Permanently Closed | 550 | Diesel
PROVIDENCE | KAZAR ARAMIAN | 156 DOUGLAS AVE | UST-15367 | Other | 2 | 1984-10-09 | Permanently Closed | 550 | Diesel
PROVIDENCE | KAZAR ARAMIAN | 156 DOUGLAS AVE | UST-15367 | Other | 3 | 1984-10-09 | Permanently Closed | 6000 | Gasoline
PROVIDENCE | KAZAR ARAMIAN | 156 DOUGLAS AVE | UST-15367 | Other | 4 | 1984-10-09 | Permanently Closed | 6000 | Gasoline
PROVIDENCE | KAZAR ARAMIAN | 156 DOUGLAS AVE | UST-15367 | Other | 5 | 1984-10-09 | Permanently Closed | 8000 | Gasoline
PROVIDENCE | KB LAMINATE SUPPLY INC. | 491 SILVER SPRING ST | UST-18551 | Commercials | 1 | 1984-10-09 | Permanently Closed | 2000 | Heating Oil No.2
PROVIDENCE | KB LAMINATE SUPPLY INC. | 491 SILVER SPRING ST | UST-18551 | Commercials | 2 | 1984-10-09 | Permanently Closed | 3000 | Diesel
PROVIDENCE | KB LAMINATE SUPPLY INC. | 491 SILVER SPRING ST | UST-18551 | Commercials | 3 | 1984-10-09 | Permanently Closed | 4000 | Gasoline
PROVIDENCE | KELLY'S CAR WASH, INC. | 200 CHARLES ST | UST-616 | Gasoline Station | 1 | 1978-10-01 | Permanently Closed | 3000 | Diesel
PROVIDENCE | KELLY'S CAR WASH, INC. | 200 CHARLES ST | UST-616 | Gasoline Station | 2 | 1978-10-01 | Permanently Closed | 3000 | Diesel
PROVIDENCE | KELLY'S CAR WASH, INC. | 200 CHARLES ST | UST-616 | Gasoline Station | 3 | 1973-11-01 | Permanently Closed | 6000 | Gasoline
PROVIDENCE | KELLY'S CAR WASH, INC. | 200 CHARLES ST | UST-616 | Gasoline Station | 4 | 1973-11-01 | Permanently Closed | 6000 | Gasoline
PROVIDENCE | KELLY'S CAR WASH, INC. | 200 CHARLES ST | UST-616 | Gasoline Station | 5 | 1973-11-01 | Permanently Closed | 6000 | Gasoline
PROVIDENCE | KELLY'S CAR WASH, INC. | 200 CHARLES ST | UST-616 | Gasoline Station | 6 | 1973-11-01 | Permanently Closed | 6000 | Gasoline
PROVIDENCE | KELLY'S CAR WASH, INC. | 200 CHARLES ST | UST-616 | Gasoline Station | 7 | 1973-11-01 | In Use | 1000 | Heating Oil No.2 |  | 1973-11-01
PROVIDENCE | KELLY'S CAR WASH, INC. | 200 CHARLES ST | UST-616 | Gasoline Station | 8 | 1994-05-01 | In Use | 12000 | Gasoline | Double Walled | 2017-03-01
PROVIDENCE | KELLY'S CAR WASH, INC. | 200 CHARLES ST | UST-616 | Gasoline Station | 9 | 1994-05-01 | In Use | 12000 | Gasoline | Double Walled | 2017-03-01
PROVIDENCE | KELLY'S CAR WASH, INC. | 200 CHARLES ST | UST-616 | Gasoline Station | 10 | 1994-05-01 | In Use | 6000 | Diesel | Double Walled | 1994-05-01
PROVIDENCE | KHOUT GAS | 691 VALLEY ST | UST-1648 | Gasoline Station | 1 | 1956-04-01 | Permanently Closed | 2000 | Gasoline
PROVIDENCE | KHOUT GAS | 691 VALLEY ST | UST-1648 | Gasoline Station | 2 | 1956-04-01 | Permanently Closed | 1000 | Gasoline
PROVIDENCE | KHOUT GAS | 691 VALLEY ST | UST-1648 | Gasoline Station | 3 | 1956-04-01 | Permanently Closed | 2000 | Gasoline
PROVIDENCE | KHOUT GAS | 691 VALLEY ST | UST-1648 | Gasoline Station | 4 | 1956-04-01 | Permanently Closed | 5000 | Gasoline
PROVIDENCE | KHOUT GAS | 691 VALLEY ST | UST-1648 | Gasoline Station | 5 | 1956-04-01 | Permanently Closed | 500 | Waste Oil
PROVIDENCE | KHOUT GAS | 691 VALLEY ST | UST-1648 | Gasoline Station | 6 | 1984-10-09 | Permanently Closed | 500 | Heating Oil No.2
PROVIDENCE | KHOUT GAS | 691 VALLEY ST | UST-1648 | Gasoline Station | 7 | 1995-06-01 | Permanently Closed | 12000 | Gasoline | Double Walled
PROVIDENCE | KHOUT GAS | 691 VALLEY ST | UST-1648 | Gasoline Station | 8 | 1995-06-01 | Permanently Closed | 8000 | Gasoline | Double Walled
PROVIDENCE | KHOUT GAS | 691 VALLEY ST | UST-1648 | Gasoline Station | 9 | 2021-02-01 | In Use | 10000 | Gasoline | Double Walled | 2021-02-10
PROVIDENCE | KHOUT GAS | 691 VALLEY ST | UST-1648 | Gasoline Station | 10 | 2021-02-01 | In Use | 6000 | Gasoline | Double Walled | 2021-02-10
PROVIDENCE | KHOUT GAS | 691 VALLEY ST | UST-1648 | Gasoline Station | 11 | 2021-02-01 | In Use | 4000 | Gasoline | Double Walled | 2021-02-10
PROVIDENCE | KING STREET COMMONS | 3 KING ST | UST-4907 | Multiple Residence | 1 | null | Permanently Closed | 1000 | Heating Oil No.2 | Single Walled
PROVIDENCE | KINGDOM HALL OF JEHOVAH'S WITNESSES | 900 ADMIRAL ST | UST-17472 | Other | 1 | 1984-10-09 | Permanently Closed | 1000 | Heating Oil No.2
PROVIDENCE | KINGDOM LIGHTHOUSE CHURCH | 241 WEBSTER AVE | UST-18384 | Other | 1 | 1984-10-09 | Permanently Closed | 1000 | Heating Oil No.2
PROVIDENCE | KINGDOM LIGHTHOUSE CHURCH | 241 WEBSTER AVE | UST-18384 | Other | 2 | 1998-09-09 | In Use | 1000 | Heating Oil No.2 | Double Walled
PROVIDENCE | KINSLEY BUILDING | 334 WESTMINSTER ST | UST-18414 | Commercials | 1 | 1984-10-09 | Permanently Closed | 4000 | Heating Oil No.2
PROVIDENCE | KISMETRO LLC PROPERTY | 1443 WESTMINSTER ST | UST-4041 | Commercials | 1 | 1984-10-09 | Permanently Closed | 1000 | Heating Oil No.2
PROVIDENCE | KLITZNER INC. | 44 WARREN ST | UST-2153 | Commercials | 1 | 1966-06-01 | Permanently Closed | 6000 | Heating Oil No.2
PROVIDENCE | KNIGHT MEMORIAL LIBRARY | 275 ELMWOOD AVE | UST-2101 | City/Town Government | 1 | 1997-05-24 | Permanently Closed | 3000 | Heating Oil No.2
PROVIDENCE | KORN PROPERTY | POINT & EDDY ST | UST-163 | Commercials | 1 | 1935-03-01 | Permanently Closed | 2000 | Gasoline
PROVIDENCE | KORN PROPERTY | POINT & EDDY ST | UST-163 | Commercials | 2 | 1935-03-01 | Permanently Closed | 1000 | Gasoline
PROVIDENCE | KORN PROPERTY | POINT & EDDY ST | UST-163 | Commercials | 3 | 1935-03-01 | Permanently Closed | 1000 | Gasoline
PROVIDENCE | KORN PROPERTY | POINT & EDDY ST | UST-163 | Commercials | 4 | 1935-03-01 | Permanently Closed | 2000 | Gasoline
PROVIDENCE | KORN PROPERTY | POINT & EDDY ST | UST-163 | Commercials | 5 | 1935-03-01 | Permanently Closed | 1000 | Gasoline
PROVIDENCE | KORN PROPERTY | POINT & EDDY ST | UST-163 | Commercials | 6 | 1935-03-01 | Permanently Closed | 1000 | Gasoline
PROVIDENCE | KORN PROPERTY | POINT & EDDY ST | UST-163 | Commercials | 7 | 1935-03-01 | Permanently Closed | 2000 | Gasoline
PROVIDENCE | KORN PROPERTY | POINT & EDDY ST | UST-163 | Commercials | 8 | 1935-03-01 | Permanently Closed | 1000 | Heating Oil No.2
PROVIDENCE | KORN PROPERTY | POINT & EDDY ST | UST-163 | Commercials | 9 | 1984-10-09 | Permanently Closed | 9999999 | Unknown
PROVIDENCE | KORN PROPERTY | POINT & EDDY ST | UST-163 | Commercials | 10 | 1984-10-09 | Permanently Closed | 9999999 | Unknown
PROVIDENCE | KORN PROPERTY | POINT & EDDY ST | UST-163 | Commercials | 11 | 1984-03-01 | Permanently Closed | 1000 | Heating Oil No.2 | Double Walled
PROVIDENCE | KRESGE BUILDING | 191 WESMINSTER ST | UST-16737 | Commercials | 1 | 1984-10-09 | Permanently Closed | 1500 | Heating Oil No.2
PROVIDENCE | KRESGE BUILDING | 191 WESMINSTER ST | UST-16737 | Commercials | 2 | 1984-10-09 | Permanently Closed | 1500 | Heating Oil No.2
PROVIDENCE | L & L GAS SERVICE, INC. | 1326 WESTMINSTER ST | UST-2142 | Gasoline Station | 1 | 1966-05-01 | Permanently Closed | 5000 | Gasoline
PROVIDENCE | L & L GAS SERVICE, INC. | 1326 WESTMINSTER ST | UST-2142 | Gasoline Station | 2 | 1966-05-01 | Permanently Closed | 4000 | Gasoline
PROVIDENCE | L & L GAS SERVICE, INC. | 1326 WESTMINSTER ST | UST-2142 | Gasoline Station | 3 | 1966-05-01 | Permanently Closed | 3000 | Gasoline
PROVIDENCE | L & L GAS SERVICE, INC. | 1326 WESTMINSTER ST | UST-2142 | Gasoline Station | 4 | 1984-10-09 | Permanently Closed | 550 | Waste Oil
PROVIDENCE | L & L GAS SERVICE, INC. | 1326 WESTMINSTER ST | UST-2142 | Gasoline Station | 5 | 1984-10-09 | Permanently Closed | 500 | Heating Oil No.2
PROVIDENCE | L. SWEET LUMBER COMPANY, INC. | 709 HARRIS AVE | UST-1556 | Commercials | 1 | 1959-01-01 | Permanently Closed | 1000 | Gasoline
PROVIDENCE | LABER RUSSO TRUCKING CO., INC. | 5 SHIPYARD ST | UST-3596 | Commercials | 1 | 1984-10-09 | Permanently Closed | 3000 | Diesel
PROVIDENCE | LABER RUSSO TRUCKING CO., INC. | 5 SHIPYARD ST | UST-3596 | Commercials | 2 | 1984-10-09 | Permanently Closed | 3000 | Diesel
PROVIDENCE | LABER RUSSO TRUCKING CO., INC. | 5 SHIPYARD ST | UST-3596 | Commercials | 3 | 1984-10-09 | Permanently Closed | 4000 | Gasoline
PROVIDENCE | LAFALIA AUTO BODY | 920 PLAINFIELD ST | UST-18519 | Commercials | 1 | 1984-10-09 | Permanently Closed | 4000 | Gasoline
PROVIDENCE | LAFALIA AUTO BODY | 920 PLAINFIELD ST | UST-18519 | Commercials | 2 | 1984-10-09 | Permanently Closed | 3000 | Gasoline
PROVIDENCE | LAFALIA AUTO BODY | 920 PLAINFIELD ST | UST-18519 | Commercials | 3 | 1984-10-09 | Permanently Closed | 3000 | Gasoline
PROVIDENCE | LAFALIA AUTO BODY | 920 PLAINFIELD ST | UST-18519 | Commercials | 4 | 1984-10-09 | Permanently Closed | 1500 | Heating Oil No.2
PROVIDENCE | LAFALIA AUTO BODY | 920 PLAINFIELD ST | UST-18519 | Commercials | 5 | 1984-10-09 | Permanently Closed | 500 | Waste Oil
PROVIDENCE | LAFOND TEXACO SERVICE | 1560 WESTMINSTER ST | UST-1007 | Gasoline Station | 1 | 1984-10-09 | Permanently Closed | 3000 | Diesel
PROVIDENCE | LAFOND TEXACO SERVICE | 1560 WESTMINSTER ST | UST-1007 | Gasoline Station | 2 | 1984-10-09 | Permanently Closed | 4000 | Gasoline
PROVIDENCE | LAFOND TEXACO SERVICE | 1560 WESTMINSTER ST | UST-1007 | Gasoline Station | 3 | 1984-10-09 | Permanently Closed | 3000 | Heating Oil No.2
PROVIDENCE | LAFOND TEXACO SERVICE | 1560 WESTMINSTER ST | UST-1007 | Gasoline Station | 4 | 1984-10-09 | Permanently Closed | 1000 | Heating Oil No.2
PROVIDENCE | LAFOND TEXACO SERVICE | 1560 WESTMINSTER ST | UST-1007 | Gasoline Station | 5 | 1984-10-09 | Permanently Closed | 1000 | Waste Oil
PROVIDENCE | LAMB'S EXPRESS, INC. | 110 CEMETERY ST | UST-2252 | Commercials | 1 | 1984-10-09 | Permanently Closed | 2000 | Diesel
PROVIDENCE | LAMB'S EXPRESS, INC. | 110 CEMETERY ST | UST-2252 | Commercials | 2 | 1984-10-09 | Permanently Closed | 2000 | Gasoline
PROVIDENCE | LANG JEWELRY BLDG. (FORMER) | 250 NIANTIC AVE | UST-3401 | Commercials | 1 | 1984-10-09 | Permanently Closed | 10000 | Heating Oil No.2
PROVIDENCE | LANG JEWELRY BLDG. (FORMER) | 250 NIANTIC AVE | UST-3401 | Commercials | 2 | 1984-10-09 | Permanently Closed | 10000 | Heating Oil No.2
PROVIDENCE | LAPHAM BUILDING | 290 WESTMINSTER ST | UST-4408 | Commercials | 1 | 1984-10-09 | Permanently Closed | 5000 | Heating Oil No.2 | Single Walled
PROVIDENCE | LASALLE ACADEMY | 612 ACADEMY AVE | UST-3373 | Education Private | 1 | 1965-09-01 | Permanently Closed | 10000 | Heating Oil No.2
PROVIDENCE | LASALLE ACADEMY | 612 ACADEMY AVE | UST-3373 | Education Private | 2 | 1984-10-09 | Permanently Closed | 5000 | Heating Oil No.6
PROVIDENCE | LASALLE ACADEMY | 612 ACADEMY AVE | UST-3373 | Education Private | 3 | 1984-10-09 | Permanently Closed | 1500 | Gasoline
PROVIDENCE | LAUREL HILL ANNEX SCHOOL | 240 LABAN ST | UST-18175 | Education - Town | 1 | 1984-10-09 | Permanently Closed | 2000 | Heating Oil No.2 | Single Walled
PROVIDENCE | LAUREL HILL AVE. ELEMENTARY SCHOOL | 85 LAUREL HILL AVE | UST-2828 | Education - Town | 1 | 1916-09-16 | In Use | 5000 | Heating Oil No.2
PROVIDENCE | LAWTON MOVERS | 994 EDDY ST | UST-19125 | Commercials | 1 | 1984-10-09 | Permanently Closed | 1000 | Gasoline
PROVIDENCE | LAWTON MOVERS | 994 EDDY ST | UST-19125 | Commercials | 2 | 1984-10-09 | Permanently Closed | 1000 | Gasoline
PROVIDENCE | LAWTON MOVERS | 994 EDDY ST | UST-19125 | Commercials | 3 | 1984-10-09 | Permanently Closed | 1000 | Waste Oil
PROVIDENCE | LEONARD GRANOFF | 460 ROCHAMBEAU AVE | UST-1680 | Commercials | 1 | 1984-10-09 | Permanently Closed | 2000 | Gasoline
PROVIDENCE | LEONARD GRANOFF | 460 ROCHAMBEAU AVE | UST-1680 | Commercials | 2 | 1984-10-09 | Permanently Closed | 280 | Gasoline
PROVIDENCE | LERNER PROCTOR TRUST | 144 WAYLAND | UST-16270 | Commercials | 1 | 1984-10-09 | Permanently Closed | 1000 | Heating Oil No.2
PROVIDENCE | LETITIA CARTER RESIDENCE | 137 GROTTO AVE | UST-18947 | Private Residence | 1 | 1984-10-09 | Permanently Closed | 1500 | Heating Oil No.2
PROVIDENCE | LEVINE'S GETTY | 584 CRANSTON ST | UST-3253 | Commercials | 1 | 1984-10-09 | Permanently Closed | 1000 | Waste Oil
PROVIDENCE | LEVINE'S GETTY | 584 CRANSTON ST | UST-3253 | Commercials | 2 | 1984-10-09 | Permanently Closed | 3000 | Gasoline
PROVIDENCE | LEVINE'S GETTY | 584 CRANSTON ST | UST-3253 | Commercials | 3 | 1984-10-09 | Permanently Closed | 3000 | Gasoline
PROVIDENCE | LEVINE'S GETTY | 584 CRANSTON ST | UST-3253 | Commercials | 4 | 1984-10-09 | Permanently Closed | 5000 | Gasoline
PROVIDENCE | LEVINE'S GETTY | 584 CRANSTON ST | UST-3253 | Commercials | 5 | 1984-10-09 | Permanently Closed | 550 | Waste Oil
PROVIDENCE | LEWIS LIPSITT RESIDENTIAL PROPERTY | 63 BOYLSTON AVE | UST-4051 | Private Residence | 1 | 1984-10-09 | Permanently Closed | 500 | Gasoline
PROVIDENCE | LIBERATION AND REVIVAL CENTER CHURCH | 12 PORTLAND ST | UST-4704 | Other | 1 | 1984-10-09 | Permanently Closed | 550 | Gasoline
PROVIDENCE | LIBERTY CHEVROLET | 333 NIANTIC AVE | UST-1662 | Commercials | 1 | 1968-05-01 | Permanently Closed | 3000 | Gasoline
PROVIDENCE | LIBERTY TREE AUTOMOTIVE | 103 LEDGE ST | UST-708 | Commercials | 1 | 1971-04-01 | Permanently Closed | 1500 | Kerosene
PROVIDENCE | LIBERTY TREE AUTOMOTIVE | 103 LEDGE ST | UST-708 | Commercials | 2 | 1971-04-01 | Permanently Closed | 2000 | Kerosene
PROVIDENCE | LIBERTY TREE AUTOMOTIVE | 103 LEDGE ST | UST-708 | Commercials | 3 | 1984-10-09 | Permanently Closed | 500 | Waste Oil
PROVIDENCE | LIBERTY TREE AUTOMOTIVE | 103 LEDGE ST | UST-708 | Commercials | 4 | 1984-10-09 | Permanently Closed | 500 | Kerosene
PROVIDENCE | LICHT JUDICIAL COMPLEX | 250 BENEFIT ST | UST-19310 | State Government | 1 | 1984-10-09 | Abandoned | 10000 | Heating Oil No.2
PROVIDENCE | LICHT PROPERTIES (VALLEY) | 555 VALLEY ST | UST-3481 | Industrial | 1 | 1984-10-09 | Permanently Closed | 10000 | Heating Oil No.6
PROVIDENCE | LICHT PROPERTIES, INC. | 350 KINSLEY AVE | UST-3478 | Commercials | 1 | 1976-01-01 | In Use | 10000 | Heating Oil No.6
PROVIDENCE | LIFESPAN BUILDING AT 10 DAVOL SQUARE | 10 DAVOL SQ | UST-5026 | Commercials | 1 | null | Permanently Closed | 10000 | Heating Oil No.6
PROVIDENCE | LIFESPAN CORPORATION - CORO BUILDING | 167 POINT ST | UST-15519 | Other | 1 | 1984-10-09 | Permanently Closed | 6000 | Gasoline
PROVIDENCE | LIFESPAN CORPORATION - CORO BUILDING | 167 POINT ST | UST-15519 | Other | 2 | 1984-10-09 | Permanently Closed | 1000 | Heating Oil No.2
PROVIDENCE | LIFESPAN CORPORATION - CORO BUILDING | 167 POINT ST | UST-15519 | Other | 3 | 1984-10-09 | Permanently Closed | 10000 | Heating Oil No.6
PROVIDENCE | LIFESPAN CORPORATION - CORO BUILDING | 167 POINT ST | UST-15519 | Other | 4 | 1984-10-09 | Permanently Closed | 3500 | Heating Oil No.6
PROVIDENCE | LIFESPAN CORPORATION - CORO BUILDING | 167 POINT ST | UST-15519 | Other | 5 | 1984-10-09 | Permanently Closed | 12000 | Heating Oil No.6
PROVIDENCE | LILLIAN COLEMAN | 327 ORMS ST | UST-17113 | Commercials | 1 | 1984-10-09 | Permanently Closed | 12600 | Waste Oil
PROVIDENCE | LILLIAN COLEMAN | 327 ORMS ST | UST-17113 | Commercials | 2 | 1984-10-09 | Permanently Closed | 2000 | Waste Oil
PROVIDENCE | LILY TRUCK LEASING CORP. | 100 ALLENS AVE | UST-3248 | Commercials | 1 | 1976-04-01 | Permanently Closed | 10000 | Diesel
PROVIDENCE | LILY TRUCK LEASING CORP. | 100 ALLENS AVE | UST-3248 | Commercials | 2 | 1976-04-01 | Permanently Closed | 10000 | Diesel
PROVIDENCE | LILY TRUCK LEASING CORP. | 100 ALLENS AVE | UST-3248 | Commercials | 3 | 1976-04-01 | Permanently Closed | 2500 | Motor Oil
PROVIDENCE | LILY TRUCK LEASING CORP. | 100 ALLENS AVE | UST-3248 | Commercials | 4 | 1976-04-01 | Permanently Closed | 1000 | Waste Oil
PROVIDENCE | LILY TRUCK LEASING CORP. | 100 ALLENS AVE | UST-3248 | Commercials | 5 | 1976-04-01 | Permanently Closed | 1000 | Heating Oil No.2
PROVIDENCE | LILY TRUCK LEASING CORP. | 100 ALLENS AVE | UST-3248 | Commercials | 6 | 1984-10-09 | Permanently Closed | 1000 | Heating Oil No.2
PROVIDENCE | LINCOLN LACE BRAID COMPANY | 61 PONAGANSETT AVE | UST-3208 | Commercials | 1 | 1940-06-01 | Permanently Closed | 5000 | Heating Oil No.2
PROVIDENCE | LINCOLN LACE BRAID COMPANY | 61 PONAGANSETT AVE | UST-3208 | Commercials | 2 | 1984-10-09 | Permanently Closed | 20000 | Heating Oil No.4
PROVIDENCE | LINCOLN LACE BRAID COMPANY | 61 PONAGANSETT AVE | UST-3208 | Commercials | 3 | 1984-10-09 | Permanently Closed | 1000 | Heating Oil No.2
PROVIDENCE | LITTLE & CO., INC. | 697 ALLENS AVE | UST-682 | Commercials | 1 | 1984-10-09 | Permanently Closed | 1000 | Heating Oil No.2
PROVIDENCE | LITTLE & CO., INC. | 908 EDDY ST | UST-3330 | Commercials | 1 | 1977-05-01 | Permanently Closed | 3000 | Heating Oil No.2
PROVIDENCE | LIVINGSTON ST. EARLY CHILDHOOD CENTER | 30 LIVINGSTON ST | UST-18431 | Commercials | 1 | 1984-10-09 | Permanently Closed | 1000 | Heating Oil No.2
PROVIDENCE | LOCAL #57 UNION HALL | 141 GANO ST | UST-3940 | Other | 1 | 1984-10-09 | Permanently Closed | 2000 | Heating Oil No.2
PROVIDENCE | LOCKWOOD PLAZA | 50-60 PRAIRIE AVE | UST-19021 | Commercials | 1 | 1984-10-09 | Permanently Closed | 1000 | Heating Oil No.2
PROVIDENCE | LOCOMOTIVE WORKS, LLC | 10 EAGLE ST | UST-3480 | Commercials | 1 | 1984-10-09 | Permanently Closed | 7000 | Heating Oil No.6 | Single Walled
PROVIDENCE | LOCOMOTIVE WORKS, LLC | 10 EAGLE ST | UST-3480 | Commercials | 2 | 1984-10-09 | Permanently Closed | 7000 | Heating Oil No.6 | Single Walled
PROVIDENCE | LOCOMOTIVE WORKS, LLC | 10 EAGLE ST | UST-3480 | Commercials | 3 | 1984-10-09 | Permanently Closed | 1000 | Unknown | Single Walled
PROVIDENCE | LOCOMOTIVE WORKS, LLC | 10 EAGLE ST | UST-3480 | Commercials | 4 | 1984-10-09 | Permanently Closed | 1000 | Unknown | Single Walled
PROVIDENCE | LOCOMOTIVE WORKS, LLC | 10 EAGLE ST | UST-3480 | Commercials | 5 | 1984-10-09 | Permanently Closed | 1000 | Unknown | Single Walled
PROVIDENCE | LOCOMOTIVE WORKS, LLC | 10 EAGLE ST | UST-3480 | Commercials | 6 | 1984-10-09 | Permanently Closed | 1000 | Unknown | Single Walled
PROVIDENCE | LOCOMOTIVE WORKS, LLC | 10 EAGLE ST | UST-3480 | Commercials | 7 | 1984-10-09 | Permanently Closed | 1000 | Other | Single Walled
PROVIDENCE | LORAC TOOLS, INC. | 97 JOHNSON ST | UST-18442 | Commercials | 1 | 1984-10-09 | Permanently Closed | 1000 | Gasoline
PROVIDENCE | LORAC TOOLS, INC. | 97 JOHNSON ST | UST-18442 | Commercials | 2 | 1984-10-09 | Permanently Closed | 1000 | Gasoline
PROVIDENCE | LORAC TOOLS, INC. | 97 JOHNSON ST | UST-18442 | Commercials | 3 | 1984-10-09 | Permanently Closed | 1000 | Heating Oil No.2
PROVIDENCE | LORAC TOOLS, INC. | 97 JOHNSON ST | UST-18442 | Commercials | 4 | 1984-10-09 | Permanently Closed | 50 | Unknown
PROVIDENCE | LORAC TOOLS, INC. | 97 JOHNSON ST | UST-18442 | Commercials | 5 | 1984-10-09 | Permanently Closed | 50 | Unknown
PROVIDENCE | LORAC TOOLS, INC. | 97 JOHNSON ST | UST-18442 | Commercials | 6 | 1984-10-09 | Permanently Closed | 750 | Gasoline
PROVIDENCE | LORAN REALTY COMPANY | 322 BROADWAY | UST-18751 | Commercials | 1 | 1984-10-09 | Permanently Closed | 1000 | Heating Oil No.2
PROVIDENCE | LOUIS R. GIANCOLA & PAMELA C. HIGH | 6 BARBERRY HILL | UST-3568 | Private Residence | 1 | 1984-10-09 | Permanently Closed | 2000 | Heating Oil No.2
PROVIDENCE | LOUTTIT LAUNDRY (FORMER) | 93 CRANSTON ST | UST-3926 | Commercials | 1 | 1984-10-09 | Permanently Closed | 20000 | Heating Oil No.6
PROVIDENCE | LOUTTIT LAUNDRY (FORMER) | 93 CRANSTON ST | UST-3926 | Commercials | 2 | 1984-10-09 | Permanently Closed | 20000 | Heating Oil No.6
PROVIDENCE | LOUTTIT LAUNDRY (FORMER) | 93 CRANSTON ST | UST-3926 | Commercials | 3 | 1984-10-09 | Permanently Closed | 8000 | Heating Oil No.6
PROVIDENCE | LOUTTIT LAUNDRY (FORMER) | 93 CRANSTON ST | UST-3926 | Commercials | 4 | 1984-10-09 | Permanently Closed | 12000 | Heating Oil No.6
PROVIDENCE | LTITITA W. WORDEN (RESIDENCE) | 1200 NARRAGANSETT BLVD | UST-16514 | Private Residence | 1 | 1984-10-09 | Permanently Closed | 2000 | Heating Oil No.2
PROVIDENCE | LUCILLE H. BRUNS | 16 FREEMAN PKWY | UST-2522 | Private Residence | 1 | 1984-10-09 | In Use | 2000 | Heating Oil No.2
PROVIDENCE | LUIGI GIANFRANCESCO | 472 DOUGLAS AVE | UST-16883 | Private Residence | 1 | 1984-10-09 | Permanently Closed | 1000 | Gasoline
PROVIDENCE | LUIGI GIANFRANCESCO | 472 DOUGLAS AVE | UST-16883 | Private Residence | 2 | 1984-10-09 | Permanently Closed | 1000 | Gasoline
PROVIDENCE | LUIGI GIANFRANCESCO | 472 DOUGLAS AVE | UST-16883 | Private Residence | 3 | 1984-10-09 | Permanently Closed | 275 | Gasoline
PROVIDENCE | LUTZ ENGINEERING | 343 BROAD ST | UST-15760 | Commercials | 1 | 1984-10-09 | Permanently Closed | 3000 | Heating Oil No.4
PROVIDENCE | LYLE FAIN | 60 MANNING ST | UST-19309 | Private Residence | 1 | 1984-10-09 | Permanently Closed | 8000 | Heating Oil No.2
PROVIDENCE | M & J SUPPLY CO. | 185 UNION AVE | UST-4054 | Commercials | 1 | 1984-10-09 | Permanently Closed | 1000 | Heating Oil No.2
PROVIDENCE | M & J SUPPLY CO. | 185 UNION AVE | UST-4054 | Commercials | 2 | 1984-10-09 | Permanently Closed | 275 | Heating Oil No.2
PROVIDENCE | M & J SUPPLY CO. | 185 UNION AVE | UST-4054 | Commercials | 3 | 1984-10-09 | Permanently Closed | 2500 | Heating Oil No.2
PROVIDENCE | M. ROCCO (FORMER MOBIL) | 233 ACADEMY ST | UST-15365 | Gasoline Station | 1 | 1984-10-09 | Permanently Closed | 3000 | Gasoline
PROVIDENCE | M. ROCCO (FORMER MOBIL) | 233 ACADEMY ST | UST-15365 | Gasoline Station | 2 | 1984-10-09 | Permanently Closed | 3000 | Gasoline
PROVIDENCE | M. ROCCO (FORMER MOBIL) | 233 ACADEMY ST | UST-15365 | Gasoline Station | 3 | 1984-10-09 | Permanently Closed | 2000 | Gasoline
PROVIDENCE | M. ROCCO (FORMER MOBIL) | 233 ACADEMY ST | UST-15365 | Gasoline Station | 4 | 1984-10-09 | Permanently Closed | 1000 | Waste Oil
PROVIDENCE | M. ROCCO (FORMER MOBIL) | 233 ACADEMY ST | UST-15365 | Gasoline Station | 5 | 1984-10-09 | Permanently Closed | 1000 | Heating Oil No.2
PROVIDENCE | M.J.S. REALTY, LTD. | 151 TABER AVE | UST-3762 | Commercials | 1 | 1984-10-09 | Permanently Closed | 1000 | Heating Oil No.2 | Single Walled
PROVIDENCE | MACHINERY MAINTENANCE | 217 OAK ST | UST-4695 | Industrial | 1 | 1984-10-09 | Permanently Closed | 500 | Heating Oil No.2 | Single Walled
PROVIDENCE | MACHINERY MAINTENANCE | 217 OAK ST | UST-4695 | Industrial | 2 | 1984-10-09 | Permanently Closed | 1000 | Heating Oil No.2 | Single Walled
PROVIDENCE | MACOMBER PROPERTY | WEST EXCHANGE & FRANCIS | UST-15942 | Other | 1 | 1984-10-09 | Permanently Closed | 8000 | Gasoline
PROVIDENCE | MACOMBER PROPERTY | WEST EXCHANGE & FRANCIS | UST-15942 | Other | 2 | 1984-10-09 | Permanently Closed | 8000 | Gasoline
PROVIDENCE | MACOMBER PROPERTY | WEST EXCHANGE & FRANCIS | UST-15942 | Other | 3 | 1984-10-09 | Permanently Closed | 8000 | Gasoline
PROVIDENCE | MACOMBER PROPERTY | WEST EXCHANGE & FRANCIS | UST-15942 | Other | 4 | 1984-10-09 | Permanently Closed | 4000 | Gasoline
PROVIDENCE | MADDOCK ALUMNI CENTER | 38 BROWN ST | UST-18202 | Education Private | 1 | 1984-10-09 | Permanently Closed | 1000 | Heating Oil No.2
PROVIDENCE | MAGUIRE BUILDING | ONE DAVOL SQ | UST-3745 | Commercials | 1 | 1984-10-09 | Permanently Closed | 1000 | Diesel
PROVIDENCE | MAGUIRE BUILDING | ONE DAVOL SQ | UST-3745 | Commercials | 2 | 1984-10-09 | Permanently Closed | 500 | Diesel
PROVIDENCE | MAIN POST OFFICE | 24 CORLISS ST | UST-1727 | Federal Government | 1 | 1959-10-01 | Permanently Closed | 5000 | Gasoline
PROVIDENCE | MAIN POST OFFICE | 24 CORLISS ST | UST-1727 | Federal Government | 2 | 1959-10-01 | Permanently Closed | 5000 | Gasoline
PROVIDENCE | MAIN POST OFFICE | 24 CORLISS ST | UST-1727 | Federal Government | 3 | 1959-10-01 | Permanently Closed | 1000 | Waste Oil
PROVIDENCE | MAIN POST OFFICE | 24 CORLISS ST | UST-1727 | Federal Government | 4 | 1982-08-01 | Permanently Closed | 10000 | Heating Oil No.6
PROVIDENCE | MAIN POST OFFICE | 24 CORLISS ST | UST-1727 | Federal Government | 5 | 1982-08-01 | Permanently Closed | 10000 | Heating Oil No.6
PROVIDENCE | MAIN POST OFFICE | 24 CORLISS ST | UST-1727 | Federal Government | 6 | 1984-10-09 | Permanently Closed | 1000 | Diesel
PROVIDENCE | MAINTENANCE HEADQUARTERS | 90 CALVERLEY ST | UST-2510 | State Government | 1 | 1984-10-09 | Permanently Closed | 2000 | Heating Oil No.2
PROVIDENCE | MALCOLM GREAR REALTY INC | 391 EDDY ST | UST-4981 | Industrial | 1 | null | Permanently Closed | 2000 | Heating Oil No.2
PROVIDENCE | MALINA CORP. | 86 CRARY ST | UST-2124 | Industrial | 1 | 1972-10-01 | Permanently Closed | 20000 | Heating Oil No.6
PROVIDENCE | MALINA CORP. | 86 CRARY ST | UST-2124 | Industrial | 2 | 1984-10-09 | Permanently Closed | 20000 | Heating Oil No.6
PROVIDENCE | MALINA CORP. | 86 CRARY ST | UST-2124 | Industrial | 3 | 1984-10-09 | Permanently Closed | 10000 | Heating Oil No.6
PROVIDENCE | MANDELA WOODS (FORMER BOILER BLDG.) | 49 PAVILLION AVE | UST-16908 | City/Town Government | 1 | 1984-10-09 | Permanently Closed | 8000 | Heating Oil No.4
PROVIDENCE | MANDELA WOODS (FORMER BOILER BLDG.) | 49 PAVILLION AVE | UST-16908 | City/Town Government | 2 | 1984-10-09 | Permanently Closed | 8000 | Heating Oil No.4
PROVIDENCE | MANDELA WOODS (FORMER BOILER BLDG.) | 49 PAVILLION AVE | UST-16908 | City/Town Government | 3 | 1984-10-09 | Permanently Closed | 1000 | Heating Oil No.2
PROVIDENCE | MANTON AUTO PARTS | 910 MANTON AVE | UST-17409 | Commercials | 1 | 1984-10-09 | Permanently Closed | 500 | Unknown
PROVIDENCE | MANTON AVENUE MILL | 100 MANTON AVE | UST-2514 | Commercials | 1 | 1984-10-09 | Permanently Closed | 4000 | Heating Oil No.4 | Single Walled
PROVIDENCE | MANTON HEIGHTS | 31 SALMON ST | UST-3553 | City/Town Government | 1 | 1988-03-01 | Permanently Closed | 10000 | Heating Oil No.6 | Double Walled
PROVIDENCE | MANTON HEIGHTS | 31 SALMON ST | UST-3553 | City/Town Government | 2 | 1988-03-01 | Permanently Closed | 10000 | Heating Oil No.6 | Double Walled
PROVIDENCE | MANTON HEIGHTS | 31 SALMON ST | UST-3553 | City/Town Government | 3 | 1984-10-09 | Permanently Closed | 20000 | Heating Oil No.6
PROVIDENCE | MANTON INDUSTRIES | 120 MANTON AVE | UST-19312 | Industrial | 1 | 1984-10-09 | Permanently Closed | 10000 | Heating Oil No.2
PROVIDENCE | MAPLEWOOD TERRACE | 120 BURNS ST | UST-3572 | Commercials | 1 | 1984-12-01 | Permanently Closed | 3000 | Heating Oil No.2
PROVIDENCE | MAPLEWOOD TERRACE | 90 BURNS ST | UST-3573 | Commercials | 1 | 1984-12-01 | Permanently Closed | 3000 | Heating Oil No.2
PROVIDENCE | MAPLEWOOD TERRACE | 50 WEST DR | UST-3574 | Commercials | 1 | 1984-12-01 | Permanently Closed | 3000 | Heating Oil No.2
PROVIDENCE | MAPLEWOOD TERRACE | 10 WEST DR | UST-3576 | Commercials | 1 | 1984-12-01 | Permanently Closed | 3000 | Heating Oil No.2
PROVIDENCE | MAPLEWOOD TERRACE (FORMERLY) | 11 WEST DR | UST-3575 | City/Town Government | 1 | 1984-12-01 | In Use | 3000 | Heating Oil No.2
PROVIDENCE | MARATHON GROUP | 725 BRANCH AVE | UST-15631 | Commercials | 1 | 1984-10-09 | Permanently Closed | 1000 | Gasoline
PROVIDENCE | MARATHON PROPERTY (WOMSCOT MILL) | 711 BRANCH AVE | UST-15458 | Other | 1 | 1984-10-09 | Permanently Closed | 3000 | Gasoline
PROVIDENCE | MARATHON PROPERTY (WOMSCOT MILL) | 711 BRANCH AVE | UST-15458 | Other | 2 | 1984-10-09 | Permanently Closed | 4000 | Gasoline
PROVIDENCE | MARATHON PROPERTY (WOMSCOT MILL) | 711 BRANCH AVE | UST-15458 | Other | 3 | 1984-10-09 | Permanently Closed | 4000 | Gasoline
PROVIDENCE | MARATHON PROPERTY (WOMSCOT MILL) | 711 BRANCH AVE | UST-15458 | Other | 4 | 1984-10-09 | Permanently Closed | 550 | Mixture
PROVIDENCE | MARCELLO REALTY | 105 HARRIS AVE | UST-2336 | State Government | 1 | 1950-04-01 | Permanently Closed | 1000 | Heating Oil No.2
PROVIDENCE | MARCELLO REALTY | 105 HARRIS AVE | UST-2336 | State Government | 2 | 1950-04-01 | Permanently Closed | 3000 | Heating Oil No.2
PROVIDENCE | MARIANNE MIGLIORI | 392 ROCHAMBEAU AVE | UST-16041 | Private Residence | 1 | 1984-10-09 | Permanently Closed | 1000 | Heating Oil No.2
PROVIDENCE | MARINO PRATA FUNERAL HOME | 375 BRANCH AVE | UST-18800 | Commercials | 1 | 1984-10-09 | Permanently Closed | 1000 | Unknown
PROVIDENCE | MARIO'S TRIANGLE SERVICE CENTER | 430 CHARLES ST | UST-2940 | Gasoline Station | 1 | 1986-01-01 | Permanently Closed | 4000 | Diesel
PROVIDENCE | MARIO'S TRIANGLE SERVICE CENTER | 430 CHARLES ST | UST-2940 | Gasoline Station | 2 | 1971-01-01 | Permanently Closed | 4000 | Diesel
PROVIDENCE | MARIO'S TRIANGLE SERVICE CENTER | 430 CHARLES ST | UST-2940 | Gasoline Station | 3 | 1971-01-01 | Permanently Closed | 4000 | Gasoline
PROVIDENCE | MARIO'S TRIANGLE SERVICE CENTER | 430 CHARLES ST | UST-2940 | Gasoline Station | 4 | 1971-01-01 | Permanently Closed | 4000 | Gasoline
PROVIDENCE | MARIO'S TRIANGLE SERVICE CENTER | 430 CHARLES ST | UST-2940 | Gasoline Station | 5 | 1971-01-01 | Permanently Closed | 4000 | Gasoline
PROVIDENCE | MARIO'S TRIANGLE SERVICE CENTER | 430 CHARLES ST | UST-2940 | Gasoline Station | 6 | 1971-01-01 | Permanently Closed | 500 | Waste Oil
PROVIDENCE | MARIO'S TRIANGLE SERVICE CENTER | 430 CHARLES ST | UST-2940 | Gasoline Station | 7 | 1971-01-01 | Permanently Closed | 500 | Heating Oil No.2
PROVIDENCE | MARSHALL & WILLIAMS | 46 BAKER ST | UST-16017 | Commercials | 1 | 1984-10-09 | Permanently Closed | 2500 | Heating Oil No.2
PROVIDENCE | MARSHALL ELECTRIC COMPANY | 200 BROAD ST | UST-4506 | Industrial | 1 | 1984-10-09 | Permanently Closed | 1000 | Heating Oil No.2
PROVIDENCE | MARTHA H. AMES | 35 BOYLSTON AVE | UST-3706 | Private Residence | 1 | 1984-10-09 | In Use | 2000 | Heating Oil No.2
PROVIDENCE | MARVIN GARDENS I | 21 MARVIN ST | UST-3303 | Commercials | 1 | 1978-10-01 | Permanently Closed | 1500 | Heating Oil No.2
PROVIDENCE | MARVIN GARDENS I | 21 MARVIN ST | UST-3303 | Commercials | 2 | 1978-10-01 | Permanently Closed | 1500 | Heating Oil No.2
PROVIDENCE | MARVIN GARDENS I | 21 MARVIN ST | UST-3303 | Commercials | 3 | 1978-10-01 | Permanently Closed | 1500 | Heating Oil No.2
PROVIDENCE | MARVIN GARDENS I | 21 MARVIN ST | UST-3303 | Commercials | 4 | 1978-10-01 | Permanently Closed | 1500 | Heating Oil No.2
PROVIDENCE | MARVIN GARDENS I | 21 MARVIN ST | UST-3303 | Commercials | 5 | 1984-10-09 | Permanently Closed | 500 | Waste Oil
PROVIDENCE | MARVIN GARDENS I | 21 MARVIN ST | UST-3303 | Commercials | 6 | 1984-10-09 | Permanently Closed | 500 | Waste Oil
PROVIDENCE | MARVIN GARDENS I | 21 MARVIN ST | UST-3303 | Commercials | 7 | 1984-10-09 | Permanently Closed | 500 | Waste Oil
PROVIDENCE | MARWELL TRUCKING & NORTHEAST BUSING CO., INC. | 85 EAST AVE | UST-18436 | Commercials | 1 | 1984-10-09 | Permanently Closed | 1000 | Heating Oil No.2
PROVIDENCE | MARY E. FOGARTY ELEMENTARY SCHOOL | 199 OXFORD ST | UST-2821 | Education - Town | 1 | 1962-09-01 | Permanently Closed | 8000 | Heating Oil No.2
PROVIDENCE | MARY I. MONTUORI/RENTALS | 1149 BROAD ST | UST-2893 | Commercials | 1 | 1984-10-09 | Permanently Closed | 1000 | Heating Oil No.2
PROVIDENCE | MARY I. MONTUORI/RENTALS | 1149 BROAD ST | UST-2893 | Commercials | 2 | 1984-10-09 | Permanently Closed | 3000 | Gasoline
PROVIDENCE | MARY I. MONTUORI/RENTALS | 1149 BROAD ST | UST-2893 | Commercials | 3 | 1984-10-09 | Permanently Closed | 3000 | Gasoline
PROVIDENCE | MARY I. MONTUORI/RENTALS | 1149 BROAD ST | UST-2893 | Commercials | 4 | 1984-10-09 | Permanently Closed | 4000 | Gasoline
PROVIDENCE | MARY I. MONTUORI/RENTALS | 1149 BROAD ST | UST-2893 | Commercials | 5 | 1984-10-09 | Permanently Closed | 550 | Waste Oil
PROVIDENCE | MASTRO ELECTRIC | 553 ELMWOOD AVE | UST-15508 | Commercials | 1 | 1984-10-09 | Permanently Closed | 3000 | Heating Oil No.2
PROVIDENCE | MASTRO ELECTRIC | 553 ELMWOOD AVE | UST-15508 | Commercials | 2 | 1984-10-09 | Permanently Closed | 500 | Heating Oil No.2
PROVIDENCE | MATARESE & SONS | 140 WEBSTER AVE | UST-2997 | Gasoline Station | 1 | 1973-11-01 | Permanently Closed | 3000 | Gasoline
PROVIDENCE | MATARESE & SONS | 140 WEBSTER AVE | UST-2997 | Gasoline Station | 2 | 1973-11-01 | Permanently Closed | 10000 | Gasoline
PROVIDENCE | MATARESE & SONS | 140 WEBSTER AVE | UST-2997 | Gasoline Station | 3 | 1984-10-09 | Permanently Closed | 1000 | Waste Oil
PROVIDENCE | MATARESE AUTO BODY | 432 NO. FOUNTAIN ST | UST-18186 | Commercials | 1 | 1984-10-09 | Permanently Closed | 2000 | Gasoline
PROVIDENCE | MATARESE AUTO BODY | 432 WEST FOUNTAIN ST | UST-4861 | Commercials | 1 | null | Permanently Closed | 550 | Heating Oil No.2 | Single Walled
PROVIDENCE | MATARESE AUTO BODY | 432 WEST FOUNTAIN ST | UST-4861 | Commercials | 2 | null | Permanently Closed | 550 | Heating Oil No.2 | Single Walled
PROVIDENCE | MAX SUGARMAN MEMORIAL CHAPEL | 458 HOPE ST | UST-18572 | Commercials | 1 | 1984-10-09 | Permanently Closed | 1500 | Heating Oil No.2
PROVIDENCE | MAX SUGARMAN MEMORIAL CHAPEL | 458 HOPE ST | UST-18572 | Commercials | 2 | 1984-10-09 | Permanently Closed | 1000 | Heating Oil No.2
PROVIDENCE | MAYORS COUNCIL ON DRUG & ALCOHOL | 591 CHARLES ST | UST-18724 | City/Town Government | 1 | 1984-10-09 | In Use | 2500 | Heating Oil No.2
PROVIDENCE | MCCLURE RESIDENCE | 37 BARNES ST | UST-19006 | Private Residence | 1 | 1984-10-09 | Permanently Closed | 1500 | Heating Oil No.2
PROVIDENCE | MCDONALDS AT 54 PLAINFIELD ST | 54 PLAINFIELD ST | UST-4978 | Commercials | 1 | null | Permanently Closed | 1000 | Heating Oil No.2 | Single Walled
PROVIDENCE | MCLAUGHLIN AUTO PARTS | 347 PLAINFIELD ST | UST-15130 | Commercials | 1 | 1984-10-09 | Permanently Closed | 1000 | Gasoline
PROVIDENCE | MCLAUGHLIN AUTO PARTS | 347 PLAINFIELD ST | UST-15130 | Commercials | 2 | 1984-10-09 | Permanently Closed | 1000 | Gasoline
PROVIDENCE | MCLAUGHLIN AUTO PARTS | 347 PLAINFIELD ST | UST-15130 | Commercials | 3 | 1984-10-09 | Permanently Closed | 1000 | Gasoline
PROVIDENCE | MCNULTY HALL | 208 WEYBOSSET ST | UST-16399 | Commercials | 1 | 1984-10-09 | Permanently Closed | 5000 | Heating Oil No.6
PROVIDENCE | MCNULTY HALL | 208 WEYBOSSET ST | UST-16399 | Commercials | 2 | 1984-10-09 | Permanently Closed | 5000 | Heating Oil No.6
PROVIDENCE | MEDWAY ASSOCIATES | 217 MEDWAY ST | UST-18451 | Other | 1 | 1984-10-09 | Permanently Closed | 1000 | Heating Oil No.2
PROVIDENCE | MEDWAY MANOR | 164 BUTLER AVE | UST-4504 | Multiple Residence | 1 | 1984-10-09 | Permanently Closed | 1000 | Heating Oil No.2
PROVIDENCE | MEDWAY MANOR | 164 BUTLER AVE | UST-4504 | Multiple Residence | 2 | 1984-10-09 | Permanently Closed | 1000 | Heating Oil No.2
PROVIDENCE | MELLOR'S AUTO PARTS, INC. | 140 NARRAGANSETT AVE | UST-1026 | Gasoline Station | 1 | 1955-04-01 | Permanently Closed | 9999999 | Heating Oil No.2
PROVIDENCE | MELROSE APARTMENTS | 134 MELROSE ST | UST-19169 | Multiple Residence | 1 | 1984-10-09 | Permanently Closed | 2000 | Heating Oil No.2
PROVIDENCE | MEMORIAL SQUARE SERVICE CENTER | ONE PROMENADE ST | UST-1377 | Commercials | 1 | 1981-08-01 | Permanently Closed | 12000 | Gasoline
PROVIDENCE | MEMORIAL SQUARE SERVICE CENTER | ONE PROMENADE ST | UST-1377 | Commercials | 2 | 1981-08-01 | Permanently Closed | 12000 | Gasoline
PROVIDENCE | MEMORIAL SQUARE SERVICE CENTER | ONE PROMENADE ST | UST-1377 | Commercials | 3 | 1981-08-01 | Permanently Closed | 12000 | Gasoline
PROVIDENCE | MEMORIAL SQUARE SERVICE CENTER | ONE PROMENADE ST | UST-1377 | Commercials | 4 | 1984-10-09 | Permanently Closed | 2500 | Gasoline
PROVIDENCE | MEMORIAL SQUARE SERVICE CENTER | ONE PROMENADE ST | UST-1377 | Commercials | 5 | 1984-10-09 | Permanently Closed | 2500 | Gasoline
PROVIDENCE | MEMORIAL SQUARE SERVICE CENTER | ONE PROMENADE ST | UST-1377 | Commercials | 6 | 1984-10-09 | Permanently Closed | 550 | Waste Oil
PROVIDENCE | MERCHANTS IMPORTING, INC. | 65 PAVILION AVE | UST-19160 | Commercials | 1 | 1984-10-09 | Permanently Closed | 1000 | Heating Oil No.2
PROVIDENCE | MERCHANTS IMPORTING, INC. | 65 PAVILION AVE | UST-19160 | Commercials | 2 | 1984-10-09 | Permanently Closed | 5000 | Heating Oil No.6
PROVIDENCE | MERCHANTS OVERSEAS | 41 BASSETT ST | UST-16690 | Other | 1 | 1984-10-09 | Permanently Closed | 2000 | Heating Oil No.2
PROVIDENCE | MERCURY TOOL COMPANY | 25 BUCKLIN ST | UST-3977 | Industrial | 1 | 1984-10-09 | Permanently Closed | 1000 | Heating Oil No.2
PROVIDENCE | MESSER STREET FIRE STATION | 201 MESSER ST | UST-3264 | City/Town Government | 1 | 1984-10-09 | In Use | 1000 | Heating Oil No.2
PROVIDENCE | MESSER STREET FIRE STATION | 201 MESSER ST | UST-3264 | City/Town Government | 2 | 1984-10-09 | Permanently Closed | 550 | Diesel
PROVIDENCE | METAL SERVICES, LLC | 199 BRANCH AVE | UST-4479 | Commercials | 1 | 1984-10-09 | Permanently Closed | 2000 | Heating Oil No.2
PROVIDENCE | METALLURGICAL SOLUTIONS | 94 ALDRICH ST | UST-18503 | Industrial | 1 | 1984-10-09 | Permanently Closed | 1000 | Heating Oil No.2
PROVIDENCE | METRO PROP. | 49 PAVILLION AVE | UST-15442 | Commercials | 1 | 1984-10-09 | Permanently Closed | 4000 | Heating Oil No.2
PROVIDENCE | MICHAEL DELACEY | 20 DEXTER ST | UST-15490 | Commercials | 1 | 1984-10-09 | Permanently Closed | 4000 | Heating Oil No.2
PROVIDENCE | MICHAEL ROSENBERG OD- OFFICE | 335 HOPE ST | UST-4683 | Commercials | 1 | 1984-10-09 | Permanently Closed | 680 | Heating Oil No.2 | Single Walled
PROVIDENCE | MICHELANGELO'S SERVICE STATION | 118 SILVER LAKE AVE | UST-2245 | Gasoline Station | 1 | 1960-02-01 | Permanently Closed | 2000 | Gasoline
PROVIDENCE | MICHELANGELO'S SERVICE STATION | 118 SILVER LAKE AVE | UST-2245 | Gasoline Station | 2 | 1960-02-01 | Permanently Closed | 1000 | Gasoline
PROVIDENCE | MICHELANGELO'S SERVICE STATION | 118 SILVER LAKE AVE | UST-2245 | Gasoline Station | 3 | 1960-02-01 | Permanently Closed | 1000 | Gasoline
PROVIDENCE | MICHELANGELO'S SERVICE STATION | 118 SILVER LAKE AVE | UST-2245 | Gasoline Station | 4 | 1960-02-01 | Permanently Closed | 1000 | Waste Oil
PROVIDENCE | MILES AVENUE SERVICE STATION (GARAGE) | 22-25 MILES AVE | UST-15380 | Commercials | 1 | 1984-10-09 | Permanently Closed | 1000 | Gasoline
PROVIDENCE | MILES AVENUE SERVICE STATION (GARAGE) | 22-25 MILES AVE | UST-15380 | Commercials | 2 | 1984-10-09 | Permanently Closed | 500 | Gasoline
PROVIDENCE | MILES AVENUE SERVICE STATION (GARAGE) | 22-25 MILES AVE | UST-15380 | Commercials | 3 | 1984-10-09 | Permanently Closed | 275 | Heating Oil No.2
PROVIDENCE | MILLS COFFEE COMPANY | 1058 BROAD ST | UST-4127 | Commercials | 1 | 1984-10-09 | Permanently Closed | 5000 | Heating Oil No.2
PROVIDENCE | MILTON SWEET ESTATE, INC. | 2060-2062 SMITH ST | UST-17259 | Other | 1 | 1984-10-09 | Permanently Closed | 500 | Heating Oil No.2
PROVIDENCE | MILTON SWEET ESTATE, INC. | 2060-2062 SMITH ST | UST-17259 | Other | 2 | 1984-10-09 | Permanently Closed | 500 | Heating Oil No.2
PROVIDENCE | MILTON SWEET ESTATE, INC. | 2060-2062 SMITH ST | UST-17259 | Other | 3 | 1984-10-09 | Permanently Closed | 1000 | Heating Oil No.2
PROVIDENCE | MIRIAM HOSPITAL (RISE BLDG) | 14 THIRD ST | UST-16096 | Other | 1 | 1984-10-09 | Permanently Closed | 4000 | Heating Oil No.6
PROVIDENCE | MISS M. AURORA SYLVIA | 183 POWER ST | UST-2480 | Private Residence | 1 | 1997-12-24 | Permanently Closed | 2000 | Heating Oil No.2
PROVIDENCE | MOBIL MART | 269 VALLEY ST | UST-2728 | Gasoline Station | 1 | 1988-05-01 | Permanently Closed | 10000 | Gasoline | Single Walled
PROVIDENCE | MOBIL MART | 269 VALLEY ST | UST-2728 | Gasoline Station | 2 | 1988-05-01 | Permanently Closed | 10000 | Gasoline | Single Walled
PROVIDENCE | MOBIL MART | 269 VALLEY ST | UST-2728 | Gasoline Station | 3 | 1988-05-01 | Permanently Closed | 8000 | Gasoline | Single Walled
PROVIDENCE | MOBIL MART | 269 VALLEY ST | UST-2728 | Gasoline Station | 4 | 1984-10-09 | Permanently Closed | 10000 | Gasoline
PROVIDENCE | MOBIL MART | 269 VALLEY ST | UST-2728 | Gasoline Station | 5 | 1984-10-09 | Permanently Closed | 10000 | Gasoline
PROVIDENCE | MOBIL MART | 269 VALLEY ST | UST-2728 | Gasoline Station | 6 | 1984-10-09 | Permanently Closed | 4000 | Gasoline
PROVIDENCE | MOBIL MART | 269 VALLEY ST | UST-2728 | Gasoline Station | 7 | 1984-10-09 | Permanently Closed | 500 | Waste Oil
PROVIDENCE | MOBIL MART | 269 VALLEY ST | UST-2728 | Gasoline Station | 8 | 1984-10-09 | Permanently Closed | 500 | Heating Oil No.2
PROVIDENCE | MOBIL MART | 269 VALLEY ST | UST-2728 | Gasoline Station | 9 | 2013-09-19 | In Use | 5000 | Gasoline | Double Walled | 2013-10-28
PROVIDENCE | MOBIL MART | 269 VALLEY ST | UST-2728 | Gasoline Station | 10 | 2013-09-19 | In Use | 5000 | Gasoline | Double Walled | 2013-10-28
PROVIDENCE | MOBIL MART | 269 VALLEY ST | UST-2728 | Gasoline Station | 11 | 2013-09-19 | In Use | 10000 | Gasoline | Double Walled | 2013-10-28
PROVIDENCE | MOBIL MART | 269 VALLEY ST | UST-2728 | Gasoline Station | 12 | 2013-09-19 | In Use | 8000 | Diesel | Double Walled | 2013-10-28
PROVIDENCE | MOBIL OIL CO., INC. | 323 LOCKWOOD ST | UST-15078 | Gasoline Station | 1 | 1984-10-09 | Permanently Closed | 4000 | Gasoline
PROVIDENCE | MOBIL OIL CO., INC. | 323 LOCKWOOD ST | UST-15078 | Gasoline Station | 2 | 1984-10-09 | Permanently Closed | 4000 | Gasoline
PROVIDENCE | MODERN INDUSTRIES | 242 WEST EXCHANGE ST | UST-3515 | Industrial | 1 | 1968-02-01 | Temporarily Closed | 3000 | Heating Oil No.4
PROVIDENCE | MONROY'S BAKERY | 218 POCASSET AVE | UST-3990 | Commercials | 1 | 1984-10-09 | In Use | 1000 | Heating Oil No.2
PROVIDENCE | MONTESSORI SCHOOL | 518 LLOYD AVE | UST-4562 | Education Private | 1 | 2013-04-25 | Permanently Closed | 1000 | Heating Oil No.2
PROVIDENCE | MOODY MACHINE PRODUCTS, INC. | 141 CAROLINA AVE | UST-2287 | Commercials | 1 | 1957-06-01 | Permanently Closed | 3000 | Heating Oil No.2 | Single Walled
PROVIDENCE | MORENA AUTO SERVICE | 156 HAWKINS ST | UST-1321 | Gasoline Station | 1 | 1980-04-01 | Permanently Closed | 1000 | Gasoline
PROVIDENCE | MORENA AUTO SERVICE | 156 HAWKINS ST | UST-1321 | Gasoline Station | 2 | 1980-04-01 | Permanently Closed | 4000 | Gasoline
PROVIDENCE | MORENA AUTO SERVICE | 156 HAWKINS ST | UST-1321 | Gasoline Station | 3 | 1980-04-01 | Permanently Closed | 1000 | Gasoline
PROVIDENCE | MORRY & ALLEN ROSS | 1070 MAIN ST | UST-16636 | Commercials | 1 | 1984-10-09 | Permanently Closed | 1000 | Heating Oil No.2
PROVIDENCE | MORTAGE ACQUISITION ASSOCIATES | 1 ELMGROVE | UST-18225 | Commercials | 1 | 1984-10-09 | Permanently Closed | 3000 | Heating Oil No.2
PROVIDENCE | MOSES BROWN SCHOOL | 250 LLOYD AVE | UST-3439 | Education Private | 1 | 1984-10-09 | Permanently Closed | 10000 | Heating Oil No.6
PROVIDENCE | MOSES BROWN SCHOOL | 250 LLOYD AVE | UST-3439 | Education Private | 2 | 1984-10-09 | Permanently Closed | 5000 | Heating Oil No.2
PROVIDENCE | MOSES BROWN SCHOOL | 250 LLOYD AVE | UST-3439 | Education Private | 3 | 1984-10-09 | Permanently Closed | 1000 | Heating Oil No.2
PROVIDENCE | MOSES BROWN SCHOOL | 250 LLOYD AVE | UST-3439 | Education Private | 4 | 1984-10-09 | Permanently Closed | 500 | Other
PROVIDENCE | MOSES BROWN SCHOOL | 250 LLOYD AVE | UST-3439 | Education Private | 5 | 1984-10-09 | Permanently Closed | 2000 | Heating Oil No.2
PROVIDENCE | MOSES BROWN SCHOOL | 250 LLOYD AVE | UST-3439 | Education Private | 6 | 1998-09-03 | Permanently Closed | 5000 | Heating Oil No.2 | Double Walled
PROVIDENCE | MOSES BROWN SCHOOL | 250 LLOYD AVE | UST-3439 | Education Private | 7 | 1984-10-09 | Permanently Closed | 1000 | Heating Oil No.2 | Double Walled
PROVIDENCE | MOSHASSUCK ARCADE CO. R.I.G.H.A. BLDG. | 530 NORTH MAIN ST | UST-2398 | Commercials | 1 | 1984-10-09 | Permanently Closed | 5000 | Heating Oil No.2
PROVIDENCE | MOSHASSUCK SQUARE APARTMENTS | 73 CHARLES ST | UST-18927 | Multiple Residence | 1 | 1984-10-09 | Permanently Closed | 1000 | Heating Oil No.2
PROVIDENCE | MOTHER OF LIFE CENTER | 400 ATWELLS AVE | UST-19144 | Commercials | 1 | 1984-10-09 | Permanently Closed | 1000 | Heating Oil No.2
PROVIDENCE | MOUNT GAY ASSOCIATES | 395 PROMENADE ST | UST-2757 | Commercials | 1 | 1984-10-09 | Permanently Closed | 3000 | Heating Oil No.2
PROVIDENCE | MOUNT GAY ASSOCIATES | 395 PROMENADE ST | UST-2757 | Commercials | 2 | 1978-12-01 | Permanently Closed | 5000 | Heating Oil No.2
PROVIDENCE | MOUNT GAY ASSOCIATES | 395 PROMENADE ST | UST-2757 | Commercials | 3 | 1984-10-09 | Permanently Closed | 1000 | Gasoline
PROVIDENCE | MOUNT GAY ASSOCIATES | 395 PROMENADE ST | UST-2757 | Commercials | 4 | 1984-10-09 | Permanently Closed | 3000 | Gasoline
PROVIDENCE | MOUNT GAY ASSOCIATES | 395 PROMENADE ST | UST-2757 | Commercials | 5 | 1984-10-09 | Permanently Closed | 2000 | Heating Oil No.2
PROVIDENCE | MOUNT PLEASANT AVENUE FIRE STATION | 136 MT. PLEASANT AVE | UST-3260 | City/Town Government | 1 | 1984-10-09 | In Use | 1000 | Heating Oil No.2
PROVIDENCE | MOUNT PLEASANT AVENUE FIRE STATION | 136 MT. PLEASANT AVE | UST-3260 | City/Town Government | 2 | 1984-10-09 | Permanently Closed | 120 | Diesel
PROVIDENCE | MOUNT PLEASANT AVENUE FIRE STATION | 136 MT. PLEASANT AVE | UST-3260 | City/Town Government | 3 | 1984-10-09 | Permanently Closed | 550 | Gasoline
PROVIDENCE | MOUNT PLEASANT AVENUE FIRE STATION | 136 MT. PLEASANT AVE | UST-3260 | City/Town Government | 4 | 1984-10-09 | Permanently Closed | 550 | Diesel
PROVIDENCE | MOWBRAY CORPORATION | 222 WEST EXCHANGE ST | UST-18089 | Commercials | 1 | 1984-10-09 | Permanently Closed | 1000 | Heating Oil No.2
PROVIDENCE | MOWBRAY CORPORATION | 222 WEST EXCHANGE ST | UST-18089 | Commercials | 2 | 1984-10-09 | Permanently Closed | 3000 | Unknown
PROVIDENCE | MT. HOPE DAY CARE | 421 HOPE ST | UST-18691 | City/Town Government | 1 | 1984-10-09 | Permanently Closed | 3000 | Heating Oil No.2
PROVIDENCE | MT. PLEASANT HIGH SCHOOL | 434 MT. PLEASANT AVE | UST-2836 | Education - Town | 1 | 1938-09-01 | Permanently Closed | 5000 | Heating Oil No.2
PROVIDENCE | MT. PLEASANT HIGH SCHOOL | 434 MT. PLEASANT AVE | UST-2836 | Education - Town | 2 | 1938-09-01 | Permanently Closed | 10000 | Heating Oil No.2
PROVIDENCE | MT. PLEASANT HIGH SCHOOL | 434 MT. PLEASANT AVE | UST-2836 | Education - Town | 3 | 1984-10-09 | Permanently Closed | 1000 | Diesel
PROVIDENCE | MULTI-FAMILY BLDG AT 272 BENEFIT ST | 272 BENEFIT ST | UST-5015 | Multiple Residence | 1 | null | Permanently Closed | 1000 | Heating Oil No.2 | Single Walled
PROVIDENCE | MULTI-FAMILY RESIDENCE (9 UNITS) | 60 TAFT AVE | UST-4380 | Multiple Residence | 1 | 1984-10-09 | Permanently Closed | 500 | Heating Oil No.2
PROVIDENCE | MULTIFAMILY BUILDING AT 500 ACADEMY AVENUE | 500 ACADEMY AVE | UST-4973 | Multiple Residence | 1 | null | Permanently Closed | 1500 | Heating Oil No.2
PROVIDENCE | MUNICIPAL GARAGE (DPW) | 40 ERNEST ST | UST-18725 | City/Town Government | 1 | 1984-10-09 | In Use | 10000 | Heating Oil No.2
PROVIDENCE | MUNICIPAL GARAGE (DPW) | 40 ERNEST ST | UST-18725 | City/Town Government | 2 | 1984-10-09 | Permanently Closed | 1000 | Gasoline
PROVIDENCE | MUNICIPAL GARAGE (DPW) | 40 ERNEST ST | UST-18725 | City/Town Government | 3 | 1984-10-09 | Permanently Closed | 10000 | Gasoline
PROVIDENCE | MUNICIPAL GARAGE (DPW) | 40 ERNEST ST | UST-18725 | City/Town Government | 4 | 1984-10-09 | Permanently Closed | 550 | Diesel
PROVIDENCE | MUNICIPAL GARAGE (DPW) | 40 ERNEST ST | UST-18725 | City/Town Government | 5 | 1984-10-09 | Permanently Closed | 2000 | Gasoline
PROVIDENCE | MUTUAL ENGINEERING | 304 LOCKWOOD ST | UST-3978 | Commercials | 1 | 1984-10-09 | Permanently Closed | 1000 | Heating Oil No.2
PROVIDENCE | MYOPIC BOOKS | 5-9 SOUTH ANGEL ST | UST-18578 | Commercials | 1 | 1984-10-09 | Permanently Closed | 1000 | Heating Oil No.2
PROVIDENCE | NARR BAY COMM/INTER. COLLECTIONS MAINT. | 459 PROMENADE ST | UST-3349 | State Government | 1 | 1984-10-09 | Permanently Closed | 6000 | Gasoline
PROVIDENCE | NARR BAY COMM/INTER. COLLECTIONS MAINT. | 459 PROMENADE ST | UST-3349 | State Government | 2 | 1984-10-09 | Permanently Closed | 6000 | Gasoline
PROVIDENCE | NARR BAY COMM/INTER. COLLECTIONS MAINT. | 459 PROMENADE ST | UST-3349 | State Government | 3 | 1984-10-09 | Permanently Closed | 275 | Waste Oil
PROVIDENCE | NARR BAY COMM/INTER. COLLECTIONS MAINT. | 459 PROMENADE ST | UST-3349 | State Government | 4 | 1966-07-01 | In Use | 3000 | Heating Oil No.2
PROVIDENCE | NARRAGANSETT BAY COMMISSION | 2 ERNEST ST | UST-366 | State Government | 1 | 1984-10-09 | Permanently Closed | 550 | Heating Oil No.2
PROVIDENCE | NARRAGANSETT BAY COMMISSION | 2 ERNEST ST | UST-366 | State Government | 2 | 1984-10-09 | Permanently Closed | 1000 | Heating Oil No.2
PROVIDENCE | NARRAGANSETT BAY COMMISSION | 2 ERNEST ST | UST-366 | State Government | 3 | 1984-10-09 | Permanently Closed | 550 | Heating Oil No.2
PROVIDENCE | NARRAGANSETT BAY COMMISSION | 2 ERNEST ST | UST-366 | State Government | 4 | 1984-10-09 | Permanently Closed | 6000 | Heating Oil No.2
PROVIDENCE | NARRAGANSETT BAY COMMISSION | 2 ERNEST ST | UST-366 | State Government | 5 | 1984-10-09 | Permanently Closed | 550 | Heating Oil No.2
PROVIDENCE | NARRAGANSETT BAY COMMISSION | 2 ERNEST ST | UST-366 | State Government | 6 | 1983-04-01 | Permanently Closed | 10000 | Diesel
PROVIDENCE | NARRAGANSETT BAY COMMISSION | 2 ERNEST ST | UST-366 | State Government | 7 | 1984-10-09 | Permanently Closed | 500 | Heating Oil No.6
PROVIDENCE | NARRAGANSETT BAY COMMISSION | 42 RATHBONE ST | UST-4470 | Other | 1 | 1984-10-09 | Permanently Closed | 500 | Diesel
PROVIDENCE | NARRAGANSETT BAY COMMISSION | 187 VALLEY ST | UST-4486 | Other | 1 | 1984-10-09 | Permanently Closed | 275 | Heating Oil No.2
PROVIDENCE | NARRAGANSETT BAY COMMISSION | 187 VALLEY ST | UST-4486 | Other | 2 | 1984-10-09 | Permanently Closed | 650 | Heating Oil No.2
PROVIDENCE | NARRAGANSETT BAY COMMISSION - CSO TUNNEL SHAFT | 90 CALVERLY ST | UST-19225 | Other | 1 | 1984-10-09 | Permanently Closed | 1000 | Unknown
PROVIDENCE | NARRAGANSETT ELECTRIC COMPANY | 280 MELROSE ST | UST-162 | Commercials | 1 | 1978-03-01 | Permanently Closed | 10000 | Gasoline | Single Walled
PROVIDENCE | NARRAGANSETT ELECTRIC COMPANY | 280 MELROSE ST | UST-162 | Commercials | 2 | 1978-03-01 | Permanently Closed | 10000 | Gasoline | Single Walled
PROVIDENCE | NARRAGANSETT ELECTRIC COMPANY | 280 MELROSE ST | UST-162 | Commercials | 3 | 1978-03-01 | Permanently Closed | 10000 | Diesel | Single Walled
PROVIDENCE | NARRAGANSETT ELECTRIC COMPANY | 280 MELROSE ST | UST-162 | Commercials | 4 | 1959-03-01 | Permanently Closed | 500 | Waste Oil
PROVIDENCE | NARRAGANSETT ELECTRIC COMPANY | 280 MELROSE ST | UST-162 | Commercials | 5 | 1997-03-23 | Permanently Closed | 10000 | Unknown
PROVIDENCE | NARRAGANSETT ELECTRIC COMPANY | 280 MELROSE ST | UST-162 | Commercials | 6 | 1997-03-23 | Permanently Closed | 10000 | Unknown
PROVIDENCE | NARRAGANSETT ELECTRIC COMPANY | 280 MELROSE ST | UST-162 | Commercials | 7 | 1950-03-01 | Permanently Closed | 5000 | Heating Oil No.6
PROVIDENCE | NARRAGANSETT ELECTRIC COMPANY | 280 MELROSE ST | UST-162 | Commercials | 8 | 1965-03-01 | Permanently Closed | 1000 | Heating Oil No.2
PROVIDENCE | NARRAGANSETT ELECTRIC COMPANY | 496 EDDY ST | UST-164 | Commercials | 1 | 1950-03-01 | Permanently Closed | 9999999 | Diesel
PROVIDENCE | NARRAGANSETT ELECTRIC COMPANY | 496 EDDY ST | UST-164 | Commercials | 2 | 1985-02-01 | Permanently Closed | 9999999 | Gasoline
PROVIDENCE | NARRAGANSETT ELECTRIC COMPANY | 496 EDDY ST | UST-164 | Commercials | 3 | 1940-03-01 | Permanently Closed | 1000 | Heating Oil No.2
PROVIDENCE | NARRAGANSETT IMPROVEMENT COMPANY | 223 ALLENS AVE | UST-477 | Commercials | 1 | 1965-04-01 | Permanently Closed | 3000 | Gasoline
PROVIDENCE | NARRAGANSETT IMPROVEMENT COMPANY | 223 ALLENS AVE | UST-477 | Commercials | 2 | 1975-04-01 | Permanently Closed | 5000 | Diesel
PROVIDENCE | NARRAGANSETT IMPROVEMENT COMPANY | 223 ALLENS AVE | UST-477 | Commercials | 3 | 1975-04-01 | In Use | 1000 | Heating Oil No.2 | Single Walled
PROVIDENCE | NARRAGANSETT IMPROVEMENT COMPANY | 223 ALLENS AVE | UST-477 | Commercials | 4 | 1988-05-01 | Permanently Closed | 6000 | Gasoline | Single Walled
PROVIDENCE | NATALIE JACOBS PROPERTY | 1290 NORTH MAIN ST | UST-4197 | Commercials | 1 | 1984-10-09 | Permanently Closed | 1000 | Waste Oil
PROVIDENCE | NATHAN AND KAREN BERAHA | 176 COLE AVE | UST-18512 | Private Residence | 1 | 1984-10-09 | Permanently Closed | 2000 | Heating Oil No.2
PROVIDENCE | NATHAN BISHOP SCHOOL | 101 SESSIONS ST | UST-18706 | Education - Town | 1 | 1984-10-09 | Permanently Closed | 10000 | Heating Oil No.2
PROVIDENCE | NATHANAEL GREENE SCHOOL | 721 CHALKSTONE AVE | UST-18709 | Education - Town | 1 | 1984-10-09 | In Use | 10000 | Heating Oil No.2
PROVIDENCE | NATIONAL LUMBER & BUILDING MATERIALS CO. | 81 TROY ST | UST-2870 | Commercials | 1 | 1965-01-01 | Permanently Closed | 1000 | Diesel
PROVIDENCE | NATIONAL OFFICE FURNITURE | 36 BRANCH AVE | UST-19209 | Commercials | 1 | 1984-10-09 | Permanently Closed | 2000 | Heating Oil No.2
PROVIDENCE | NATIONAL PLATING CORPORATION | 946 EDDY ST | UST-3483 | Commercials | 1 | 1984-10-09 | Permanently Closed | 2000 | Heating Oil No.2
PROVIDENCE | NATIONAL PLATING CORPORATION | 946 EDDY ST | UST-3483 | Commercials | 2 | 1984-10-09 | Permanently Closed | 1250 | Gasoline
PROVIDENCE | NATIONAL PLUMBING | 333 HARRIS AVE | UST-17294 | Commercials | 1 | 1984-10-09 | Permanently Closed | 2000 | Heating Oil No.2
PROVIDENCE | NATURE'S BEST DAIRY | 33 DEARBORN ST | UST-2936 | Other | 1 | 1976-01-01 | Permanently Closed | 4000 | Diesel
PROVIDENCE | NATURE'S BEST DAIRY | 33 DEARBORN ST | UST-2936 | Other | 2 | 1976-01-01 | Permanently Closed | 1000 | Heating Oil No.2
PROVIDENCE | NAVAL & MARINE CORPS RESERVE CTR. | 1 NARRAGANSETT ST | UST-2535 | Federal Government | 1 | 1977-06-01 | Permanently Closed | 10000 | Heating Oil No.2
PROVIDENCE | NAVAL & MARINE CORPS RESERVE CTR. | 1 NARRAGANSETT ST | UST-2535 | Federal Government | 2 | 1977-06-01 | Permanently Closed | 1000 | Heating Oil No.2
PROVIDENCE | NEIGHBORHOOD AUTO CENTER | 591 ELMWOOD AVE | UST-1796 | Commercials | 1 | 1971-04-01 | Permanently Closed | 2000 | Gasoline
PROVIDENCE | NEIGHBORHOOD AUTO CENTER | 591 ELMWOOD AVE | UST-1796 | Commercials | 2 | 1971-04-01 | Permanently Closed | 4000 | Gasoline
PROVIDENCE | NEIGHBORHOOD AUTO CENTER | 591 ELMWOOD AVE | UST-1796 | Commercials | 3 | 1971-04-01 | Permanently Closed | 4000 | Gasoline
PROVIDENCE | NEIGHBORHOOD AUTO CENTER | 591 ELMWOOD AVE | UST-1796 | Commercials | 4 | 1967-12-01 | Permanently Closed | 2000 | Gasoline
PROVIDENCE | NEIGHBORHOOD AUTO CENTER | 591 ELMWOOD AVE | UST-1796 | Commercials | 5 | 1967-12-01 | Permanently Closed | 500 | Waste Oil
PROVIDENCE | NEIGHBORHOOD AUTO CENTER | 591 ELMWOOD AVE | UST-1796 | Commercials | 6 | 1984-10-09 | Permanently Closed | 1000 | Heating Oil No.2 | Single Walled
PROVIDENCE | NEON MARKETPLACE 288 | 288 KINSLEY AVE | UST-15698 | Gasoline Station | 1 | 1984-10-09 | Permanently Closed | 2000 | Heating Oil No.2
PROVIDENCE | NEON MARKETPLACE 288 | 288 KINSLEY AVE | UST-15698 | Gasoline Station | 2 | 1984-10-09 | Permanently Closed | 550 | Heating Oil No.2
PROVIDENCE | NEON MARKETPLACE 288 | 288 KINSLEY AVE | UST-15698 | Gasoline Station | 3 | 1984-10-09 | Permanently Closed | 3000 | Unknown
PROVIDENCE | NEON MARKETPLACE 288 | 288 KINSLEY AVE | UST-15698 | Gasoline Station | 4 | 2022-05-17 | In Use | 14000 | Gasoline | Double Walled | 2022-07-01
PROVIDENCE | NEON MARKETPLACE 288 | 288 KINSLEY AVE | UST-15698 | Gasoline Station | 5 | 2022-05-17 | In Use | 6000 | Gasoline | Double Walled | 2022-07-01
PROVIDENCE | NEON MARKETPLACE 288 | 288 KINSLEY AVE | UST-15698 | Gasoline Station | 6 | 2022-05-17 | In Use | 14000 | Gasoline | Double Walled | 2022-07-01
PROVIDENCE | NEON MARKETPLACE 288 | 288 KINSLEY AVE | UST-15698 | Gasoline Station | 7 | 2022-05-17 | In Use | 6000 | Diesel | Double Walled | 2022-07-01
PROVIDENCE | NEUTACONKANUT PUMP STATION | NEUTACONKANUT STATION | UST-18723 | City/Town Government | 1 | 1984-10-09 | In Use | 1500 | Heating Oil No.2
PROVIDENCE | NEUTACONKANUT PUMP STATION | NEUTACONKANUT STATION | UST-18723 | City/Town Government | 2 | 1984-10-09 | In Use | 1000 | Heating Oil No.2
PROVIDENCE | NEW COVENANT CHURCH | 1290 WESTMINSTER ST | UST-4436 | Other | 1 | 1984-10-09 | Permanently Closed | 1000 | Heating Oil No.2
PROVIDENCE | NEW ENGLAND EXPEDITION, LLC | 75 EAGLE ST | UST-19082 | Commercials | 1 | 1984-10-09 | Permanently Closed | 5100 | Heating Oil No.2
PROVIDENCE | NEW ENGLAND EXPEDITION, LLC | 75 EAGLE ST | UST-19082 | Commercials | 2 | 1984-10-09 | Permanently Closed | 1500 | Heating Oil No.2
PROVIDENCE | NEW ENGLAND METAL | 405 PROMENADE ST | UST-15177 | Commercials | 1 | 1984-10-09 | Permanently Closed | 2000 | Diesel
PROVIDENCE | NEW ENGLAND METAL | 405 PROMENADE ST | UST-15177 | Commercials | 2 | 1984-10-09 | Permanently Closed | 3500 | Gasoline
PROVIDENCE | NEW ENGLAND PEST CONTROL COMPANY | 161 O'CONNELL ST | UST-1585 | Commercials | 1 | 1981-04-01 | Permanently Closed | 10000 | Gasoline
PROVIDENCE | NEW ENGLAND PEST CONTROL COMPANY | 161 O'CONNELL ST | UST-1585 | Commercials | 2 | 1984-10-09 | Permanently Closed | 5000 | Heating Oil No.2
PROVIDENCE | NEW ENGLAND PETROLEUM TERMINAL | 130 TERMINAL RD | UST-4194 | Commercials | 1 | 1984-10-09 | Permanently Closed | 2000 | Gasoline
PROVIDENCE | NEW ENGLAND PETROLEUM TERMINAL | 130 TERMINAL RD | UST-4194 | Commercials | 2 | 1984-10-09 | Permanently Closed | 500 | Unknown
PROVIDENCE | NEW ENGLAND RABBINICAL COLLEGE | 262 BLACKSTONE BLVD | UST-4879 | Education Private | 1 | null | Permanently Closed | 1000 | Heating Oil No.2
PROVIDENCE | NEW ENGLAND TELEPHONE COMPANY | 234 WASHINGTON ST | UST-1206 | Commercials | 1 | 1984-10-09 | Permanently Closed | 30000 | Heating Oil No.2
PROVIDENCE | NEW ENGLAND TELEPHONE COMPANY | 234 WASHINGTON ST | UST-1206 | Commercials | 2 | 1984-10-09 | Permanently Closed | 30000 | Diesel
PROVIDENCE | NEW ENGLAND TELEPHONE COMPANY | 234 WASHINGTON ST | UST-1206 | Commercials | 3 | 1984-10-09 | Permanently Closed | 5000 | Heating Oil No.2
PROVIDENCE | NEW ENGLAND TELEPHONE COMPANY | 234 WASHINGTON ST | UST-1206 | Commercials | 4 | 1984-10-09 | Permanently Closed | 4000 | Heating Oil No.2
PROVIDENCE | NEW ENGLAND TELEPHONE COMPANY | 288 ALLENS AVE | UST-1225 | Commercials | 1 | 1967-05-01 | Permanently Closed | 3000 | Diesel
PROVIDENCE | NEW ENGLAND TELEPHONE COMPANY | 288 ALLENS AVE | UST-1225 | Commercials | 2 | 1980-05-01 | Permanently Closed | 6000 | Gasoline
PROVIDENCE | NEW ENGLAND TELEPHONE COMPANY | 288 ALLENS AVE | UST-1225 | Commercials | 3 | 1967-05-01 | Permanently Closed | 500 | Waste Oil
PROVIDENCE | NEW ENGLAND TELEPHONE COMPANY | 288 ALLENS AVE | UST-1225 | Commercials | 4 | 1967-05-01 | Permanently Closed | 6000 | Heating Oil No.2
PROVIDENCE | NEW TOP COLLISION CENTER | 540 HUNTINGTON AVE | UST-15623 | Commercials | 1 | 1984-10-09 | Permanently Closed | 2000 | Gasoline
PROVIDENCE | NEW TOP COLLISION CENTER | 540 HUNTINGTON AVE | UST-15623 | Commercials | 2 | 1984-10-09 | Permanently Closed | 1000 | Diesel
PROVIDENCE | NEW TOP COLLISION CENTER | 540 HUNTINGTON AVE | UST-15623 | Commercials | 3 | 1984-10-09 | Permanently Closed | 1000 | Diesel
PROVIDENCE | NEWTON PACKING COMPANY | 55 CLARKSON ST | UST-2931 | Commercials | 1 | 1981-12-01 | Permanently Closed | 2000 | Gasoline
PROVIDENCE | NEWTON PACKING COMPANY | 55 CLARKSON ST | UST-2931 | Commercials | 2 | 1981-12-01 | Permanently Closed | 4000 | Diesel
PROVIDENCE | NIGHTINGALE HOUSE | 59 PROSPECT ST | UST-3455 | Education Private | 1 | 1984-10-09 | Permanently Closed | 1000 | Heating Oil No.2
PROVIDENCE | NORMAN CLEANERS | 1060 BROAD ST | UST-2672 | Commercials | 1 | 1948-07-01 | Permanently Closed | 1000 | Heating Oil No.2
PROVIDENCE | NORMAN CLEANERS | 1060 BROAD ST | UST-2672 | Commercials | 2 | 1948-07-01 | Permanently Closed | 1000 | Hazardous Substance
PROVIDENCE | NORMAN CLEANERS | 1060 BROAD ST | UST-2672 | Commercials | 3 | 1948-07-01 | Permanently Closed | 1000 | Hazardous Substance
PROVIDENCE | NORTH BURIAL GROUND | BRANCH & NORTH MAIN ST | UST-18720 | City/Town Government | 1 | 1984-10-09 | Permanently Closed | 1000 | Gasoline
PROVIDENCE | NORTH BURIAL GROUND | BRANCH & NORTH MAIN ST | UST-18720 | City/Town Government | 2 | 1984-10-09 | Permanently Closed | 225 | Heating Oil No.2
PROVIDENCE | NORTH BURIAL GROUND | BRANCH & NORTH MAIN ST | UST-18720 | City/Town Government | 3 | 1984-10-09 | Permanently Closed | 500 | Diesel
PROVIDENCE | NORTH MAIN STREET FIRE STATION | NORTH MAIN ST | UST-3269 | City/Town Government | 1 | 1984-10-09 | In Use | 1000 | Heating Oil No.2
PROVIDENCE | NORTH MAIN STREET FIRE STATION | NORTH MAIN ST | UST-3269 | City/Town Government | 2 | 1984-10-09 | Permanently Closed | 500 | Diesel
PROVIDENCE | NORTHEAST PETROLEUM, DIV. OF CARGILL,INC | 170 ALLENS AVE | UST-1843 | Gasoline Station | 1 | 1977-05-01 | Permanently Closed | 1000 | Gasoline
PROVIDENCE | NORTHEAST PETROLEUM, DIV. OF CARGILL,INC | 170 ALLENS AVE | UST-1843 | Gasoline Station | 2 | 1977-05-01 | Permanently Closed | 1000 | Gasoline
PROVIDENCE | NORTHEAST PETROLEUM, DIV. OF CARGILL,INC | 170 ALLENS AVE | UST-1843 | Gasoline Station | 3 | 1969-05-01 | Permanently Closed | 2000 | Waste Oil
PROVIDENCE | NORTHEAST PETROLEUM, DIV. OF CARGILL,INC | 170 ALLENS AVE | UST-1843 | Gasoline Station | 4 | 1984-10-09 | Permanently Closed | 3000 | Heating Oil No.4
PROVIDENCE | NORTHEAST PETROLEUM, DIV. OF CARGILL,INC | 170 ALLENS AVE | UST-1843 | Gasoline Station | 5 | 1984-10-09 | Permanently Closed | 3000 | Heating Oil No.4
PROVIDENCE | NORTHEAST PETROLEUM, DIV. OF CARGILL,INC | 170 ALLENS AVE | UST-1843 | Gasoline Station | 6 | 1984-10-09 | Permanently Closed | 3000 | Heating Oil No.4
PROVIDENCE | NORTHEAST PETROLEUM, DIV. OF CARGILL,INC | 170 ALLENS AVE | UST-1843 | Gasoline Station | 7 | 1984-10-09 | Permanently Closed | 100 | Other
PROVIDENCE | NORTHEAST PETROLEUM, DIV. OF CARGILL,INC | 170 ALLENS AVE | UST-1843 | Gasoline Station | 8 | 1984-10-09 | Permanently Closed | 20000 | Heating Oil No.4
PROVIDENCE | NORTHEAST PETROLEUM, DIV. OF CARGILL,INC | 170 ALLENS AVE | UST-1843 | Gasoline Station | 9 | 1984-10-09 | Permanently Closed | 7000 | Heating Oil No.6
PROVIDENCE | NORTHEAST PETROLEUM, DIV. OF CARGILL,INC | 170 ALLENS AVE | UST-1843 | Gasoline Station | 10 | 1984-10-09 | Permanently Closed | 500 | Heating Oil No.2
PROVIDENCE | NORTHEAST REALTY INVESTMENTS I LLC APARTMENTS | 163 ELMWOOD AVE | UST-4648 | Multiple Residence | 1 | 1984-10-09 | Permanently Closed | 2000 | Heating Oil No.2
PROVIDENCE | NORTHLAND ENVIRONMENTAL, INC. | 275 ALLENS AVE | UST-1338 | Industrial | 1 | 1979-07-01 | Permanently Closed | 10000 | Heating Oil No.2
PROVIDENCE | NORTHLAND ENVIRONMENTAL, INC. | 275 ALLENS AVE | UST-1338 | Industrial | 2 | 1984-10-09 | Permanently Closed | 2500 | Diesel
PROVIDENCE | NORTHLAND ENVIRONMENTAL, INC. | 275 ALLENS AVE | UST-1338 | Industrial | 3 | 1984-10-09 | Permanently Closed | 2500 | Diesel
PROVIDENCE | NORTHLAND ENVIRONMENTAL, INC. | 275 ALLENS AVE | UST-1338 | Industrial | 4 | 1984-10-09 | Permanently Closed | 1000 | Heating Oil No.2
PROVIDENCE | NORTHLAND ENVIRONMENTAL, INC. | 275 ALLENS AVE | UST-1338 | Industrial | 5 | 1984-10-09 | Permanently Closed | 2200 | Waste Oil
PROVIDENCE | NORTHLAND ENVIRONMENTAL, INC. | 275 ALLENS AVE | UST-1338 | Industrial | 6 | 1984-10-09 | Permanently Closed | 500 | Waste Oil
PROVIDENCE | NORTHLAND ENVIRONMENTAL, INC. | 275 ALLENS AVE | UST-1338 | Industrial | 7 | 1984-10-09 | Permanently Closed | 500 | Gasoline
PROVIDENCE | NORWOOD AVENUE APARTMENTS | 90 NORWOOD AVE | UST-3771 | Commercials | 1 | 1984-10-09 | Permanently Closed | 1000 | Heating Oil No.2
PROVIDENCE | NORWOOD AVENUE SCHOOL | 205 NORWOOD AVE | UST-864 | Education - Town | 1 | 1984-10-09 | In Use | 6000 | Heating Oil No.2
PROVIDENCE | O'DONELL RESIDENCE | 1365 CHALKSTONE AVE | UST-4495 | Private Residence | 1 | 1984-10-09 | Permanently Closed | 1000 | Heating Oil No.2
PROVIDENCE | OAR MOLDWORKS | 174 GEORGIA AVE | UST-3670 | Industrial | 1 | 1984-10-09 | Permanently Closed | 2000 | Heating Oil No.2
PROVIDENCE | OCEAN STATE DAIRY | 450 CHARLES ST | UST-2139 | Commercials | 1 | 1984-10-09 | Permanently Closed | 5000 | Diesel
PROVIDENCE | OCEAN STATE DAIRY | 450 CHARLES ST | UST-2139 | Commercials | 2 | 1984-10-09 | Permanently Closed | 5000 | Diesel
PROVIDENCE | OKIE STREET GARAGE | 21 OKIE ST | UST-15225 | State Government | 1 | 1984-10-09 | Permanently Closed | 2000 | Gasoline
PROVIDENCE | OKIE STREET GARAGE | 21 OKIE ST | UST-15225 | State Government | 2 | 1984-10-09 | Permanently Closed | 10000 | Gasoline
PROVIDENCE | OKIE STREET GARAGE | 21 OKIE ST | UST-15225 | State Government | 3 | 1984-10-09 | Permanently Closed | 9999999 | Unknown
PROVIDENCE | OKIE STREET GARAGE | 21 OKIE ST | UST-15225 | State Government | 4 | 1984-10-09 | Permanently Closed | 2000 | Heating Oil No.2
PROVIDENCE | OKIE STREET GARAGE | 21 OKIE ST | UST-15225 | State Government | 5 | 1984-10-09 | Permanently Closed | 2000 | Heating Oil No.2
PROVIDENCE | OLD HARBOR MARINA | 511-515 SOUTH WATER ST | UST-1658 | Commercials | 1 | 1966-03-01 | Permanently Closed | 2000 | Gasoline
PROVIDENCE | OLD HARRIS LUMBER COMPANY | 355 HARRIS AVE | UST-18508 | Commercials | 1 | 1984-10-09 | Permanently Closed | 3000 | Heating Oil No.2
PROVIDENCE | OLD STONE BANK | 1477 BROAD ST | UST-3308 | Other | 1 | 1970-03-01 | Permanently Closed | 500 | Heating Oil No.2
PROVIDENCE | OLD STONE BANK (FORMERLY) | 86 SOUTH MAIN ST | UST-3306 | Other | 1 | 1970-03-01 | Permanently Closed | 4000 | Heating Oil No.2
PROVIDENCE | OLD STONE BANK/RTC TRUST | 110 SOUTH MAIN ST | UST-17221 | Other | 1 | 1984-10-09 | Permanently Closed | 300 | Heating Oil No.2
PROVIDENCE | OLIVER HAZARD PERRY SCHOOL | 370 HARTFORD AVE | UST-18712 | Education - Town | 1 | 1984-10-09 | Permanently Closed | 1000 | Heating Oil No.2
PROVIDENCE | OLIVER HAZARD PERRY SCHOOL | 370 HARTFORD AVE | UST-18712 | Education - Town | 2 | 1963-01-01 | Permanently Closed | 15000 | Heating Oil No.2
PROVIDENCE | OLNEYVILLE URBAN LOFTS LLC PROPERTY | 33 MAGNOLIA ST | UST-4075 | Commercials | 1 | 1984-10-09 | Permanently Closed | 500 | Other
PROVIDENCE | OLNEYVILLE URBAN LOFTS LLC PROPERTY | 33 MAGNOLIA ST | UST-4075 | Commercials | 2 | 1984-10-09 | Permanently Closed | 2000 | Gasoline
PROVIDENCE | OMNI DEVELOPMENT CORP. | 150 COLFAX ST | UST-18948 | Commercials | 1 | 1950-05-31 | Permanently Closed | 8000 | Heating Oil No.2
PROVIDENCE | OMNI WEST HOLDINGS, LLC | 870 WESTMINSTER ST | UST-3000 | Commercials | 1 | 1993-12-08 | Permanently Closed | 1000 | Diesel | Double Walled | 2016-08-17
PROVIDENCE | OMNI WEST HOLDINGS, LLC | 870 WESTMINSTER ST | UST-3000 | Commercials | 2 | 1984-10-09 | Permanently Closed | 1000 | Diesel
PROVIDENCE | OMNI WEST HOLDINGS, LLC | 870 WESTMINSTER ST | UST-3000 | Commercials | 3 | 1993-12-08 | Permanently Closed | 4000 | Heating Oil No.2 | Double Walled | 1993-12-01
PROVIDENCE | OMNI WEST HOLDINGS, LLC | 870 WESTMINSTER ST | UST-3000 | Commercials | 4 | 1984-10-09 | Permanently Closed | 4000 | Heating Oil No.4
PROVIDENCE | OMNI WEST HOLDINGS, LLC | 870 WESTMINSTER ST | UST-3000 | Commercials | 5 | 1984-10-09 | Permanently Closed | 2000 | Heating Oil No.6
PROVIDENCE | ONE CITIZENS PLAZA | ONE CITIZENS PLZ | UST-3250 | Commercials | 1 | 1990-01-01 | Permanently Closed | 550 | Diesel | Single Walled
PROVIDENCE | ONE FINANCIAL CENTER PLAZA, LLC | 10 WEYBOSSET ST | UST-681 | Commercials | 1 | 1982-04-01 | Permanently Closed | 3500 | Heating Oil No.2 | Single Walled
PROVIDENCE | ONTARIO APARTMENTS | 25-41 ONTARIO ST | UST-46 | Commercials | 1 | 1984-10-09 | Permanently Closed | 1000 | Heating Oil No.2
PROVIDENCE | ONTARIO APARTMENTS | 25-41 ONTARIO ST | UST-46 | Commercials | 2 | 1984-10-09 | Permanently Closed | 1000 | Heating Oil No.2
PROVIDENCE | OPTI FINISHING TECHNOLOGIES, INC. | 175 PUBLIC ST | UST-3158 | Commercials | 1 | 1984-10-09 | Permanently Closed | 3000 | Heating Oil No.2
PROVIDENCE | ORTIZ SERVICE STATION | 953 BROAD ST | UST-656 | Gasoline Station | 1 | 1982-04-01 | Permanently Closed | 6000 | Gasoline
PROVIDENCE | ORTIZ SERVICE STATION | 953 BROAD ST | UST-656 | Gasoline Station | 2 | 1982-04-01 | Permanently Closed | 6000 | Gasoline
PROVIDENCE | ORTIZ SERVICE STATION | 953 BROAD ST | UST-656 | Gasoline Station | 3 | 1951-04-01 | Permanently Closed | 3000 | Gasoline
PROVIDENCE | ORTIZ SERVICE STATION | 953 BROAD ST | UST-656 | Gasoline Station | 4 | 1984-10-09 | Permanently Closed | 500 | Heating Oil No.2
PROVIDENCE | ORTIZ SERVICE STATION | 953 BROAD ST | UST-656 | Gasoline Station | 5 | 1984-10-09 | Permanently Closed | 500 | Waste Oil
PROVIDENCE | OUR LADY OF PROVIDENCE PREP. SEMINARY | 20 REGENT AVE | UST-2582 | Federal Government | 1 | 1970-09-01 | Permanently Closed | 5000 | Heating Oil No.2
PROVIDENCE | OUR LADY OF PROVIDENCE PREP. SEMINARY | 20 REGENT AVE | UST-2582 | Federal Government | 2 | 1968-09-01 | Permanently Closed | 3000 | Heating Oil No.4
PROVIDENCE | OUR LADY OF PROVIDENCE PREP. SEMINARY | 20 REGENT AVE | UST-2582 | Federal Government | 3 | 1984-10-09 | Permanently Closed | 1000 | Heating Oil No.2
PROVIDENCE | OUTREACH MINSTRY INC. | 572 ELMWOOD AVE | UST-16715 | Commercials | 1 | 1984-10-09 | Permanently Closed | 750 | Heating Oil No.2
PROVIDENCE | OXFORD PLACE | 200 GORDON AVE | UST-18761 | Commercials | 1 | 1984-10-09 | Permanently Closed | 10000 | Heating Oil No.2
PROVIDENCE | P.N. PATRICK COMPANY, INC. | 155 CLIFFORD ST | UST-2667 | Industrial | 1 | 1971-04-01 | Permanently Closed | 1000 | Heating Oil No.2
PROVIDENCE | PALANGIO-D'AMICO (DBA CONSUMERS AUTO) | 896 MANTON AVE | UST-15349 | Commercials | 1 | 1984-10-09 | Permanently Closed | 2000 | Gasoline
PROVIDENCE | PALANGIO-D'AMICO (DBA CONSUMERS AUTO) | 896 MANTON AVE | UST-15349 | Commercials | 2 | 1984-10-09 | Permanently Closed | 3000 | Gasoline
PROVIDENCE | PALMER OIL | 91 NARRAGANSETT AVE | UST-3843 | Commercials | 1 | 1984-10-09 | Permanently Closed | 500 | Heating Oil No.2
PROVIDENCE | PALMER OIL | 91 NARRAGANSETT AVE | UST-3843 | Commercials | 2 | 1984-10-09 | Permanently Closed | 500 | Heating Oil No.2
PROVIDENCE | PALMER SPRING COMPANY | 1 ALTHEA ST | UST-3746 | Industrial | 1 | 1980-05-01 | Permanently Closed | 2000 | Heating Oil No.2
PROVIDENCE | PALMER SPRING COMPANY | 1 ALTHEA ST | UST-3746 | Industrial | 2 | 1980-05-01 | Permanently Closed | 2000 | Heating Oil No.2
PROVIDENCE | PANBRO SALES CORPORATION | 450 VALLEY ST | UST-3200 | Commercials | 1 | 1980-05-01 | Permanently Closed | 4000 | Diesel
PROVIDENCE | PANBRO SALES CORPORATION | 450 VALLEY ST | UST-3200 | Commercials | 2 | 1980-05-01 | Permanently Closed | 550 | Heating Oil No.2
PROVIDENCE | PANBRO SALES CORPORATION | 450 VALLEY ST | UST-3200 | Commercials | 3 | 1980-05-01 | Permanently Closed | 550 | Heating Oil No.2
PROVIDENCE | PANBRO SALES CORPORATION | 450 VALLEY ST | UST-3200 | Commercials | 4 | 1984-10-09 | Permanently Closed | 3000 | Kerosene
PROVIDENCE | PAOLINO RESIDENCE | 30 ORCHARD AVE | UST-3919 | Private Residence | 1 | 1984-10-09 | Permanently Closed | 1500 | Heating Oil No.2
PROVIDENCE | PARAGON MILLS COMPLEX | 39 MANTON AVE | UST-4693 | Commercials | 1 | 1984-10-09 | Permanently Closed | 20000 | Heating Oil No.4
PROVIDENCE | PARK LANE ASSOCIATES (COLIBRI, INC.) | 50 PARK LN | UST-15476 | Commercials | 1 | 1984-10-09 | Permanently Closed | 2000 | Heating Oil No.2
PROVIDENCE | PARKING LOT | 8 ITALY ST | UST-15114 | Other | 1 | 1984-10-09 | Permanently Closed | 1000 | Unknown
PROVIDENCE | PARKSIDE APARTMENTS | 1690 BROAD ST | UST-3770 | Commercials | 1 | 1984-10-09 | Permanently Closed | 3000 | Heating Oil No.2
PROVIDENCE | PARKSIDE WEST CONDO ASSOCIATION | 7 NORTH AVE | UST-3895 | Commercials | 1 | 1984-10-09 | Permanently Closed | 6000 | Heating Oil No.2
PROVIDENCE | PARKVIEW CONDOMINIUMS | 140 HUMBOLDT AVE | UST-4633 | Multiple Residence | 1 | 1984-10-09 | Permanently Closed | 2000 | Heating Oil No.2
PROVIDENCE | PARKVIEW SERVICE CO. | 283 PARK AVE | UST-1272 | Gasoline Station | 1 | 1984-10-09 | Permanently Closed | 3000 | Gasoline
PROVIDENCE | PARKVIEW SERVICE CO. | 283 PARK AVE | UST-1272 | Gasoline Station | 2 | 1984-10-09 | Permanently Closed | 3000 | Gasoline
PROVIDENCE | PARKVIEW SERVICE CO. | 283 PARK AVE | UST-1272 | Gasoline Station | 3 | 1984-10-09 | Permanently Closed | 3000 | Gasoline
PROVIDENCE | PARKVIEW SERVICE CO. | 283 PARK AVE | UST-1272 | Gasoline Station | 4 | 1983-05-01 | Permanently Closed | 10000 | Gasoline
PROVIDENCE | PARKVIEW SERVICE CO. | 283 PARK AVE | UST-1272 | Gasoline Station | 5 | 1984-10-09 | Permanently Closed | 1000 | Waste Oil
PROVIDENCE | PARKVIEW SERVICE CO. | 283 PARK AVE | UST-1272 | Gasoline Station | 6 | 1984-10-09 | Permanently Closed | 500 | Heating Oil No.2
PROVIDENCE | PARKWAY SERVICENTER INC. | 1010 CHALKSTONE AVE | UST-3085 | Commercials | 1 | 1953-06-01 | Permanently Closed | 4000 | Gasoline
PROVIDENCE | PARKWAY SERVICENTER INC. | 1010 CHALKSTONE AVE | UST-3085 | Commercials | 2 | 1953-06-01 | Permanently Closed | 4000 | Gasoline
PROVIDENCE | PARKWAY SERVICENTER INC. | 1010 CHALKSTONE AVE | UST-3085 | Commercials | 3 | 1957-06-01 | Permanently Closed | 4000 | Gasoline
PROVIDENCE | PARKWAY SERVICENTER INC. | 1010 CHALKSTONE AVE | UST-3085 | Commercials | 4 | 1953-06-01 | Permanently Closed | 550 | Waste Oil
PROVIDENCE | PARKWEST PARTNERSHIP | 369 MONTGOMERY AVE | UST-3293 | Commercials | 1 | 1980-01-01 | Permanently Closed | 10000 | Heating Oil No.2
PROVIDENCE | PARKWEST PARTNERSHIP | 369 MONTGOMERY AVE | UST-3293 | Commercials | 2 | 1980-01-01 | Permanently Closed | 2000 | Diesel
PROVIDENCE | PASQUAZZI BROTHERS, INC. | 31 CANAL ST | UST-15050 | Industrial | 1 | 1984-10-09 | Permanently Closed | 2000 | Heating Oil No.6
PROVIDENCE | PATRIOT METALS COMPANY | 1 NEW YORK AVE | UST-1819 | Industrial | 1 | 1979-04-01 | Permanently Closed | 4000 | Diesel
PROVIDENCE | PATRIOT METALS COMPANY | 1 NEW YORK AVE | UST-1819 | Industrial | 2 | 1979-04-01 | Permanently Closed | 4000 | Diesel
PROVIDENCE | PATRIOT METALS COMPANY | 1 NEW YORK AVE | UST-1819 | Industrial | 3 | 1979-04-01 | Permanently Closed | 4000 | Gasoline
PROVIDENCE | PATRIOT METALS COMPANY | 1 NEW YORK AVE | UST-1819 | Industrial | 4 | 1987-09-01 | Permanently Closed | 4000 | Gasoline
PROVIDENCE | PATRIOT STATE STORAGE LLC | 204 HARTFORD AVE | UST-3406 | Commercials | 1 | 1995-12-01 | Permanently Closed | 5000 | Heating Oil No.2 | Double Walled
PROVIDENCE | PATRIOT STATE STORAGE LLC | 204 HARTFORD AVE | UST-3406 | Commercials | 2 | 1984-10-09 | Permanently Closed | 5000 | Heating Oil No.2
PROVIDENCE | PATRIOT STATE STORAGE LLC | 204 HARTFORD AVE | UST-3406 | Commercials | 3 | 1984-10-09 | Permanently Closed | 3000 | Gasoline
PROVIDENCE | PATRIOT STATE STORAGE LLC | 204 HARTFORD AVE | UST-3406 | Commercials | 4 | 1984-10-09 | Permanently Closed | 7500 | Heating Oil No.6
PROVIDENCE | PATTON-MACGUYER, INC. | 17 VIRGINIA AVE | UST-3430 | Industrial | 1 | 1984-10-09 | Permanently Closed | 10000 | Heating Oil No.4
PROVIDENCE | PATTON-MACGUYER, INC. | 17 VIRGINIA AVE | UST-3430 | Industrial | 2 | 1984-10-09 | Permanently Closed | 10000 | Heating Oil No.4
PROVIDENCE | PATTON-MACGUYER, INC. | 17 VIRGINIA AVE | UST-3430 | Industrial | 3 | 1984-10-09 | Permanently Closed | 2000 | Heating Oil No.2
PROVIDENCE | PATTON-MACGUYER, INC. | 17 VIRGINIA AVE | UST-3430 | Industrial | 4 | 1984-10-09 | Permanently Closed | 200 | Waste Oil
PROVIDENCE | PAUL CALENDA BUSINESS & RENTAL PROPERTY | 472 POTTERS AVE | UST-19002 | Commercials | 1 | 1984-10-09 | Permanently Closed | 1500 | Gasoline
PROVIDENCE | PAUL CALENDA BUSINESS & RENTAL PROPERTY | 472 POTTERS AVE | UST-19002 | Commercials | 2 | 1984-10-09 | Permanently Closed | 1500 | Gasoline
PROVIDENCE | PAUL CALENDA BUSINESS & RENTAL PROPERTY | 472 POTTERS AVE | UST-19002 | Commercials | 3 | 1984-10-09 | Permanently Closed | 1000 | Heating Oil No.2
PROVIDENCE | PAUL CALENDA BUSINESS & RENTAL PROPERTY | 472 POTTERS AVE | UST-19002 | Commercials | 4 | 1984-10-09 | Permanently Closed | 500 | Heating Oil No.2
PROVIDENCE | PAUL CALENDA BUSINESS & RENTAL PROPERTY | 472 POTTERS AVE | UST-19002 | Commercials | 5 | 1984-10-09 | Permanently Closed | 500 | Heating Oil No.2
PROVIDENCE | PAUL CALENDA BUSINESS & RENTAL PROPERTY | 472 POTTERS AVE | UST-19002 | Commercials | 6 | 1984-10-09 | Permanently Closed | 500 | Heating Oil No.2
PROVIDENCE | PAUL CALENDA BUSINESS & RENTAL PROPERTY | 472 POTTERS AVE | UST-19002 | Commercials | 7 | 1984-10-09 | Permanently Closed | 500 | Heating Oil No.2
PROVIDENCE | PAUL CALENDA BUSINESS & RENTAL PROPERTY | 472 POTTERS AVE | UST-19002 | Commercials | 8 | 1984-10-09 | Permanently Closed | 5000 | Heating Oil No.6
PROVIDENCE | PAUL CUFFEE SCHOOL | 544 ELMWOOD AVE | UST-16813 | Education - Town | 1 | 1984-10-09 | Permanently Closed | 1000 | Heating Oil No.2
PROVIDENCE | PAUL CUFFEE SCHOOL | 544 ELMWOOD AVE | UST-16813 | Education - Town | 2 | 1984-10-09 | Permanently Closed | 2000 | Heating Oil No.2
PROVIDENCE | PAUL CUFFEE SCHOOL | 544 ELMWOOD AVE | UST-16813 | Education - Town | 3 | 1984-10-09 | Permanently Closed | 5000 | Heating Oil No.2
PROVIDENCE | PAUL J. DIMAIO, ESQUIRE | 215 BROADWAY | UST-18747 | Commercials | 1 | 1984-10-09 | Permanently Closed | 1000 | Heating Oil No.2
PROVIDENCE | PAWTUXET COVE MARINE | 75 FORT AVE | UST-483 | Commercials | 1 | 1984-10-09 | Permanently Closed | 4000 | Gasoline
PROVIDENCE | PAWTUXET COVE MARINE | 75 FORT AVE | UST-483 | Commercials | 2 | 1984-10-09 | Permanently Closed | 4000 | Gasoline
PROVIDENCE | PAWTUXET COVE MARINE | 75 FORT AVE | UST-483 | Commercials | 3 | 1984-10-09 | Permanently Closed | 2000 | Diesel
PROVIDENCE | PBA | 2 CAPITOL HILL | UST-15928 | Other | 1 | 1984-10-09 | Permanently Closed | 1000 | Heating Oil No.2
PROVIDENCE | PC MART | 396 DOUGLAS AVE | UST-1514 | Gasoline Station | 1 | 1972-04-01 | Permanently Closed | 500 | Heating Oil No.2
PROVIDENCE | PC MART | 396 DOUGLAS AVE | UST-1514 | Gasoline Station | 2 | 1972-04-01 | Permanently Closed | 3000 | Gasoline
PROVIDENCE | PC MART | 396 DOUGLAS AVE | UST-1514 | Gasoline Station | 3 | 1972-04-01 | Permanently Closed | 4000 | Gasoline
PROVIDENCE | PC MART | 396 DOUGLAS AVE | UST-1514 | Gasoline Station | 4 | 1972-04-01 | Permanently Closed | 5000 | Gasoline
PROVIDENCE | PC MART | 396 DOUGLAS AVE | UST-1514 | Gasoline Station | 6 | 1997-10-01 | In Use | 8000 | Gasoline | Double Walled | 2019-10-28
PROVIDENCE | PC MART | 396 DOUGLAS AVE | UST-1514 | Gasoline Station | 7 | 1997-10-01 | In Use | 4000 | Gasoline | Double Walled | 2019-10-28
PROVIDENCE | PEARL REALTY, INC. | 177 SHERBURNE ST | UST-18703 | Commercials | 1 | 1984-10-09 | Permanently Closed | 500 | Unknown
PROVIDENCE | PEARL REALTY, INC. | 177 SHERBURNE ST | UST-18703 | Commercials | 2 | 1984-10-09 | Permanently Closed | 500 | Heating Oil No.2
PROVIDENCE | PEARL STREET LOFTS | 304 PEARL ST | UST-19119 | Commercials | 1 | 1984-10-09 | Permanently Closed | 7500 | Heating Oil No.2
PROVIDENCE | PEARL STREET LOFTS | 304 PEARL ST | UST-19119 | Commercials | 2 | 1984-10-09 | Permanently Closed | 4500 | Heating Oil No.6
PROVIDENCE | PEARL STREET LOFTS | 304 PEARL ST | UST-19119 | Commercials | 3 | 1984-10-09 | Permanently Closed | 35000 | Heating Oil No.6
PROVIDENCE | PEE WEE BRAKE & FRAME SERVICE (FORMERLY) | 60-66 RESERVOIR AVE | UST-19198 | Commercials | 1 | 1984-10-09 | In Use | 1000 | Heating Oil No.2
PROVIDENCE | PEE WEE BRAKE & FRAME SERVICE (FORMERLY) | 60-66 RESERVOIR AVE | UST-19198 | Commercials | 2 | 1984-10-09 | In Use | 1000 | Heating Oil No.2
PROVIDENCE | PEERLESS | 239 WESTMINSTER MALL | UST-18880 | Commercials | 1 | 1984-10-09 | Permanently Closed | 6000 | Heating Oil No.6 | Single Walled
PROVIDENCE | PEERLESS | 239 WESTMINSTER MALL | UST-18880 | Commercials | 2 | null | Permanently Closed | 1000 | Unknown
PROVIDENCE | PEERLESS CLEANERS | 25 PONTIAC AVE | UST-18318 | Commercials | 1 | 1984-10-09 | Permanently Closed | 4000 | Hazardous Substance
PROVIDENCE | PEERLESS CLEANERS | 25 PONTIAC AVE | UST-18318 | Commercials | 2 | 1984-10-09 | Permanently Closed | 1000 | Hazardous Substance
PROVIDENCE | PEERLESS CLEANERS | 25 PONTIAC AVE | UST-18318 | Commercials | 3 | 1984-10-09 | Permanently Closed | 1000 | Hazardous Substance
PROVIDENCE | PEERLESS CLEANERS | 25 PONTIAC AVE | UST-18318 | Commercials | 4 | 1984-10-09 | Permanently Closed | 275 | Unknown
PROVIDENCE | PEMBROKE FIELD HOUSE | 449-451 BROOK ST | UST-18422 | Education Private | 1 | 1984-10-09 | Permanently Closed | 1000 | Heating Oil No.2
PROVIDENCE | PEMBROKE FIELD HOUSE | 449-451 BROOK ST | UST-18422 | Education Private | 2 | 1984-10-09 | Permanently Closed | 1000 | Heating Oil No.2
PROVIDENCE | PEOPLES BAPTIST CHURCH | 1275 ELMWOOD AVE | UST-2419 | Other | 1 | 1950-05-01 | Permanently Closed | 1100 | Heating Oil No.2
PROVIDENCE | PEP BOYS | 79 ELMWOOD AVE | UST-2782 | Industrial | 1 | 1967-08-01 | Permanently Closed | 1000 | Gasoline
PROVIDENCE | PEP BOYS | 79 ELMWOOD AVE | UST-2782 | Industrial | 2 | 1967-08-01 | Permanently Closed | 1000 | Waste Oil
PROVIDENCE | PEP BOYS | 79 ELMWOOD AVE | UST-2782 | Industrial | 3 | 1967-10-01 | Permanently Closed | 3000 | Motor Oil
PROVIDENCE | PEP BOYS | 79 ELMWOOD AVE | UST-2782 | Industrial | 4 | 1967-10-01 | Permanently Closed | 3000 | Waste Oil
PROVIDENCE | PEP BOYS | 79 ELMWOOD AVE | UST-2782 | Industrial | 5 | 1967-10-01 | Permanently Closed | 1000 | Heating Oil No.2
PROVIDENCE | PEP BOYS | 79 ELMWOOD AVE | UST-2782 | Industrial | 6 | 1967-10-01 | Permanently Closed | 1000 | Waste Oil
PROVIDENCE | PEP BOYS | 79 ELMWOOD AVE | UST-2782 | Industrial | 7 | 1984-10-09 | Permanently Closed | 500 | Waste Oil
PROVIDENCE | PERIGAMINO PROPERTY | 200 WICKENDEN ST02 | UST-18285 | Commercials | 1 | 1984-10-09 | Permanently Closed | 1000 | Heating Oil No.2
PROVIDENCE | PETER KALIAN | 711 BROAD ST | UST-15774 | Commercials | 1 | 1984-10-09 | Permanently Closed | 1000 | Gasoline
PROVIDENCE | PETER KALIAN | 711 BROAD ST | UST-15774 | Commercials | 2 | 1984-10-09 | Permanently Closed | 2000 | Gasoline
PROVIDENCE | PETER KALIAN | 711 BROAD ST | UST-15774 | Commercials | 3 | 1984-10-09 | Permanently Closed | 500 | Waste Oil
PROVIDENCE | PETER PAN BUS TERMINAL | 1 PETER PAN WAY | UST-3149 | Commercials | 1 | 1989-10-01 | In Use | 30000 | Diesel | Double Walled | 2017-05-12
PROVIDENCE | PETER PAN BUS TERMINAL | 1 PETER PAN WAY | UST-3149 | Commercials | 2 | 1989-10-01 | In Use | 5000 | Motor Oil | Double Walled | 2017-05-12
PROVIDENCE | PETER PAN BUS TERMINAL | 1 PETER PAN WAY | UST-3149 | Commercials | 3 | 1989-10-01 | In Use | 3000 | Waste Oil | Double Walled | 1989-10-01
PROVIDENCE | PETER PAN BUS TERMINAL | 1 PETER PAN WAY | UST-3149 | Commercials | 4 | 1939-02-01 | Permanently Closed | 15000 | Heating Oil No.6
PROVIDENCE | PETER PAN BUS TERMINAL | 1 PETER PAN WAY | UST-3149 | Commercials | 5 | 1957-02-01 | Permanently Closed | 1000 | Heating Oil No.2
PROVIDENCE | PETER PAN BUS TERMINAL | 1 PETER PAN WAY | UST-3149 | Commercials | 6 | 1984-10-09 | Permanently Closed | 4000 | Diesel
PROVIDENCE | PETER PAN BUS TERMINAL | 1 PETER PAN WAY | UST-3149 | Commercials | 7 | 1984-10-09 | Permanently Closed | 12000 | Heating Oil No.6
PROVIDENCE | PETRO MOBIL, INC | 360 PLAINFIELD ST | UST-2640 | Gasoline Station | 1 | 1967-06-01 | Permanently Closed | 6000 | Gasoline
PROVIDENCE | PETRO MOBIL, INC | 360 PLAINFIELD ST | UST-2640 | Gasoline Station | 2 | 1967-06-01 | Permanently Closed | 4000 | Gasoline
PROVIDENCE | PETRO MOBIL, INC | 360 PLAINFIELD ST | UST-2640 | Gasoline Station | 3 | 1984-10-09 | Permanently Closed | 1000 | Gasoline
PROVIDENCE | PETRO MOBIL, INC | 360 PLAINFIELD ST | UST-2640 | Gasoline Station | 4 | 1984-10-09 | Permanently Closed | 1000 | Gasoline
PROVIDENCE | PETRO MOBIL, INC | 360 PLAINFIELD ST | UST-2640 | Gasoline Station | 5 | 1984-10-09 | Permanently Closed | 1000 | Gasoline
PROVIDENCE | PETRO MOBIL, INC | 360 PLAINFIELD ST | UST-2640 | Gasoline Station | 6 | 1996-02-01 | In Use | 8000 | Gasoline | Double Walled
PROVIDENCE | PETRO MOBIL, INC | 360 PLAINFIELD ST | UST-2640 | Gasoline Station | 7 | 1996-02-01 | In Use | 4000 | Gasoline | Double Walled
PROVIDENCE | PHYLLIS LEVANTHOL, MRS. | 59 MANNING ST | UST-16886 | Private Residence | 1 | 1984-10-09 | Permanently Closed | 2000 | Heating Oil No.2
PROVIDENCE | PICKETT PETROLEUM | 734 EDDY ST | UST-517 | Gasoline Station | 1 | 1945-04-01 | Permanently Closed | 1000 | Gasoline
PROVIDENCE | PICKETT PETROLEUM | 734 EDDY ST | UST-517 | Gasoline Station | 2 | 1945-04-01 | Permanently Closed | 1000 | Gasoline
PROVIDENCE | PICKETT PETROLEUM | 734 EDDY ST | UST-517 | Gasoline Station | 3 | 1945-04-01 | Permanently Closed | 10000 | Gasoline
PROVIDENCE | PICKETT PETROLEUM | 734 EDDY ST | UST-517 | Gasoline Station | 4 | 1984-10-09 | Permanently Closed | 110 | Waste Oil
PROVIDENCE | PICKETT PETROLEUM | 734 EDDY ST | UST-517 | Gasoline Station | 5 | 1946-04-01 | Permanently Closed | 1000 | Heating Oil No.2
PROVIDENCE | PIERCE MANOR APARTMENTS | 20 GRAND ST | UST-4381 | Multiple Residence | 1 | 1901-01-01 | Permanently Closed | 300 | Diesel
PROVIDENCE | PILGRIM SCREW COMPANY (SHIPPING DEPT) | 259 DEXTER ST | UST-15286 | Commercials | 1 | 1984-10-09 | Permanently Closed | 1500 | Heating Oil No.2
PROVIDENCE | PILGRIM SCREW COMPANY (SHIPPING DEPT) | 259 DEXTER ST | UST-15286 | Commercials | 2 | 1984-10-09 | Permanently Closed | 1500 | Waste Oil
PROVIDENCE | PINE ST. TOWER & CO. - CITY OF PROVIDENCE PROPERTY | 500 PINE ST | UST-18321 | City/Town Government | 1 | 1984-10-09 | Permanently Closed | 10000 | Gasoline
PROVIDENCE | PINE ST. TOWER & CO. - CITY OF PROVIDENCE PROPERTY | 500 PINE ST | UST-18321 | City/Town Government | 2 | 1984-10-09 | Permanently Closed | 5000 | Gasoline
PROVIDENCE | PINE ST. TOWER & CO. - CITY OF PROVIDENCE PROPERTY | 500 PINE ST | UST-18321 | City/Town Government | 3 | 1984-10-09 | Permanently Closed | 5000 | Gasoline
PROVIDENCE | PINE ST. TOWER & CO. - CITY OF PROVIDENCE PROPERTY | 500 PINE ST | UST-18321 | City/Town Government | 4 | 1984-10-09 | Permanently Closed | 1000 | Heating Oil No.2
PROVIDENCE | PINE STREET APARTMENT BUILDING | 413-417 PINE ST | UST-19108 | Commercials | 1 | 1984-10-09 | Permanently Closed | 1000 | Heating Oil No.2
PROVIDENCE | PINE STREET PARKING | 100 PINE ST | UST-18215 | Other | 1 | 1984-10-09 | Permanently Closed | 25000 | Heating Oil No.6
PROVIDENCE | PINE STREET REALTY TRUST | 144-158 PINE ST | UST-15739 | Commercials | 1 | 1984-10-09 | Permanently Closed | 5000 | Heating Oil No.6
PROVIDENCE | PINE STREET REALTY TRUST | 144-158 PINE ST | UST-15739 | Commercials | 2 | 1984-10-09 | Permanently Closed | 5000 | Heating Oil No.6
PROVIDENCE | PINE STREET REALTY TRUST | 144-158 PINE ST | UST-15739 | Commercials | 3 | 1984-10-09 | Permanently Closed | 10000 | Heating Oil No.4
PROVIDENCE | PISATURO GAS STATION (280 LLC CONVENIENCE MART) | 280 PLAINFIELD ST | UST-4382 | Gasoline Station | 1 | 2011-11-08 | In Use | 12000 | Gasoline | Double Walled
PROVIDENCE | PISATURO GAS STATION (280 LLC CONVENIENCE MART) | 280 PLAINFIELD ST | UST-4382 | Gasoline Station | 2 | 2011-11-08 | In Use | 4000 | Diesel | Double Walled
PROVIDENCE | PISATURO GAS STATION (280 LLC CONVENIENCE MART) | 280 PLAINFIELD ST | UST-4382 | Gasoline Station | 3 | 2011-11-08 | In Use | 4000 | Gasoline | Double Walled
PROVIDENCE | PLAY AND LEARN PRESCHOOL | 953 EDDY ST | UST-4671 | Education Private | 1 | 1984-10-09 | Permanently Closed | 1000 | Heating Oil No.2
PROVIDENCE | PLEASANT VIEW ELEMENTARY SCHOOL | 50 OBEDIAH BROWN RD | UST-2830 | Education - Town | 1 | 1971-09-01 | In Use | 10000 | Heating Oil No.2
PROVIDENCE | PLEASANT VIEW ELEMENTARY SCHOOL | 50 OBEDIAH BROWN RD | UST-2830 | Education - Town | 2 | 1984-10-09 | In Use | 1000 | Heating Oil No.2
PROVIDENCE | POCASSET MANOR | 20 KELLEY ST | UST-3319 | Commercials | 1 | 1978-04-01 | Permanently Closed | 10000 | Heating Oil No.2
PROVIDENCE | POCASSET MANOR | 20 KELLEY ST | UST-3319 | Commercials | 2 | 2008-01-08 | In Use | 5000 | Heating Oil No.2 | Double Walled
PROVIDENCE | POCASSET WHOLESALE GAS | 246 MAGNOLIA ST | UST-3220 | Gasoline Station | 1 | 1984-10-09 | Permanently Closed | 4000 | Gasoline
PROVIDENCE | POCASSET WHOLESALE GAS | 246 MAGNOLIA ST | UST-3220 | Gasoline Station | 2 | 1984-10-09 | Permanently Closed | 4000 | Gasoline
PROVIDENCE | POCASSET WHOLESALE GAS | 246 MAGNOLIA ST | UST-3220 | Gasoline Station | 3 | 1984-10-09 | Permanently Closed | 4000 | Other
PROVIDENCE | POCASSET WHOLESALE GAS | 246 MAGNOLIA ST | UST-3220 | Gasoline Station | 4 | 1984-10-09 | Permanently Closed | 500 | Waste Oil
PROVIDENCE | POINT STREET ASSOCIATES | 111 POINT ST | UST-15482 | Commercials | 1 | 1984-10-09 | Permanently Closed | 1000 | Heating Oil No.2
PROVIDENCE | POLICE ACADEMY | CHAD BROWN | UST-18716 | City/Town Government | 1 | 1984-10-09 | In Use | 1000 | Heating Oil No.2
PROVIDENCE | POLICE ACADEMY | CHAD BROWN | UST-18716 | City/Town Government | 2 | 1984-10-09 | In Use | 275 | Heating Oil No.2
PROVIDENCE | POLICE ADMINISTRATION BLDG | 200 CHAD BROWN ST | UST-4752 | City/Town Government | 1 | 1984-10-09 | Permanently Closed | 1000 | Heating Oil No.2
PROVIDENCE | PORTION MEAT COMPANY | 358 VALLEY STEETT | UST-15274 | Commercials | 1 | 1984-10-09 | Permanently Closed | 3000 | Gasoline
PROVIDENCE | PORTION MEAT COMPANY | 358 VALLEY STEETT | UST-15274 | Commercials | 2 | 1984-10-09 | Permanently Closed | 3000 | Gasoline
PROVIDENCE | PORTION MEAT COMPANY | 358 VALLEY STEETT | UST-15274 | Commercials | 3 | 1984-10-09 | Permanently Closed | 1000 | Heating Oil No.2
PROVIDENCE | PORTION MEAT COMPANY | 358 VALLEY STEETT | UST-15274 | Commercials | 4 | 1984-10-09 | Permanently Closed | 1000 | Heating Oil No.2
PROVIDENCE | PORTLAND TRANSMISSION COMPANY | 290 SMITH ST | UST-18786 | Commercials | 1 | 1984-10-09 | Permanently Closed | 3000 | Heating Oil No.2 | Single Walled
PROVIDENCE | PORTLAND TRANSMISSION COMPANY | 290 SMITH ST | UST-18786 | Commercials | 2 | 1984-10-09 | Permanently Closed | 2000 | Heating Oil No.2 | Single Walled
PROVIDENCE | PORTLAND TRANSMISSION COMPANY | 290 SMITH ST | UST-18786 | Commercials | 3 | 1984-10-09 | Permanently Closed | 1000 | Heating Oil No.2 | Single Walled
PROVIDENCE | PORTLAND TRANSMISSION COMPANY | 290 SMITH ST | UST-18786 | Commercials | 4 | 1984-10-09 | Permanently Closed | 400 | Heating Oil No.2 | Single Walled
PROVIDENCE | PORTUGUESE SPORTING CLUB | 92 GANO ST | UST-18053 | Other | 1 | 1984-10-09 | Permanently Closed | 500 | Heating Oil No.2
PROVIDENCE | POSTAL KITCHEN LLC | 1836 WESTMINSTER ST | UST-5027 | Commercials | 1 | null | Permanently Closed | 2000 | Unknown | Single Walled
PROVIDENCE | POTTER'S GAS | 1304 EDDY ST | UST-2996 | Gasoline Station | 1 | 1984-10-09 | Permanently Closed | 2000 | Diesel
PROVIDENCE | POTTER'S GAS | 1304 EDDY ST | UST-2996 | Gasoline Station | 2 | 1984-10-09 | Permanently Closed | 1000 | Kerosene
PROVIDENCE | POTTER'S GAS | 1304 EDDY ST | UST-2996 | Gasoline Station | 3 | 1984-10-09 | Permanently Closed | 4000 | Gasoline
PROVIDENCE | POTTER'S GAS | 1304 EDDY ST | UST-2996 | Gasoline Station | 4 | 1984-10-09 | Permanently Closed | 4000 | Gasoline
PROVIDENCE | POTTER'S GAS | 1304 EDDY ST | UST-2996 | Gasoline Station | 5 | 1984-10-09 | Permanently Closed | 500 | Waste Oil
PROVIDENCE | POTTER'S GAS | 1304 EDDY ST | UST-2996 | Gasoline Station | 6 | 1984-10-09 | Permanently Closed | 1000 | Heating Oil No.2
PROVIDENCE | POTTER'S GAS | 1304 EDDY ST | UST-2996 | Gasoline Station | 7 | 1999-01-06 | Abandoned | 5000 | Gasoline | Double Walled | 1999-01-06
PROVIDENCE | POTTER'S GAS | 1304 EDDY ST | UST-2996 | Gasoline Station | 8 | 1999-01-06 | Abandoned | 5000 | Gasoline | Double Walled | 1999-01-06
PROVIDENCE | POTTER'S GAS | 1304 EDDY ST | UST-2996 | Gasoline Station | 9 | 1999-01-06 | Abandoned | 5000 | Diesel | Double Walled | 1999-01-06
PROVIDENCE | PRATA FUNERAL HOME | 1488 WESTMINSTER ST | UST-18694 | Commercials | 1 | 1984-10-09 | Permanently Closed | 1000 | Heating Oil No.2
PROVIDENCE | PRESBREY PROPERTY | 301 FRIENDSHIP ST | UST-4295 | Commercials | 1 | 1984-10-09 | Permanently Closed | 1000 | Heating Oil No.2
PROVIDENCE | PRI XIV, L.P. | 209 FOUNTAIN ST | UST-18717 | Commercials | 1 | 1984-10-09 | Permanently Closed | 10000 | Gasoline
PROVIDENCE | PRI XIV, L.P. | 209 FOUNTAIN ST | UST-18717 | Commercials | 2 | 1984-10-09 | Permanently Closed | 5000 | Diesel | Single Walled
PROVIDENCE | PRI XIV, L.P. | 209 FOUNTAIN ST | UST-18717 | Commercials | 3 | 1984-10-09 | Permanently Closed | 8000 | Heating Oil No.2
PROVIDENCE | PRI XIV, L.P. | 209 FOUNTAIN ST | UST-18717 | Commercials | 4 | 1984-10-09 | Permanently Closed | 8000 | Heating Oil No.2
PROVIDENCE | PRI XIV, L.P. | 209 FOUNTAIN ST | UST-18717 | Commercials | 5 | 1984-10-09 | Permanently Closed | 5000 | Gasoline
PROVIDENCE | PRIVATE RESIDENCE | 203 BEACHMONT AVE | UST-2518 | Private Residence | 1 | 1950-06-01 | Permanently Closed | 2000 | Heating Oil No.2
PROVIDENCE | PROCACCIANTI | 33 HILLWOOD ST | UST-16979 | Other | 1 | 1984-10-09 | Permanently Closed | 1000 | Heating Oil No.2
PROVIDENCE | PROPERTY OF THOMAS BADWAY | 1052 NORTH MAIN ST | UST-3903 | Commercials | 1 | 1984-10-09 | Permanently Closed | 2000 | Gasoline
PROVIDENCE | PROPERTY OF THOMAS BADWAY | 1052 NORTH MAIN ST | UST-3903 | Commercials | 2 | 1984-10-09 | Permanently Closed | 8000 | Gasoline
PROVIDENCE | PROPERTY OF THOMAS BADWAY | 1052 NORTH MAIN ST | UST-3903 | Commercials | 3 | 1984-10-09 | Permanently Closed | 1200 | Gasoline
PROVIDENCE | PROPERTY OF THOMAS BADWAY | 1052 NORTH MAIN ST | UST-3903 | Commercials | 4 | 1984-10-09 | Permanently Closed | 1500 | Gasoline
PROVIDENCE | PROPERTY OF THOMAS BADWAY | 1052 NORTH MAIN ST | UST-3903 | Commercials | 5 | null | Permanently Closed | 1000 | Gasoline | Single Walled
PROVIDENCE | PROPOSED MANTON AVENUE SKATE PARK | 576 MANTON AVE | UST-4800 | City/Town Government | 1 | 1984-10-09 | Permanently Closed | 1000 | Unknown | Single Walled
PROVIDENCE | PROSPECT STREET LLC | 155 MEDWAY ST | UST-4641 | Commercials | 1 | 1984-10-09 | Permanently Closed | 500 | Heating Oil No.2
PROVIDENCE | PROV. COAL STORAGE (MARCELLO'S MEAT PACK | KINSLEY & TERMINAL WAY | UST-15205 | Commercials | 1 | 1984-10-09 | Permanently Closed | 5000 | Diesel
PROVIDENCE | PROV. COAL STORAGE (MARCELLO'S MEAT PACK | KINSLEY & TERMINAL WAY | UST-15205 | Commercials | 2 | 1984-10-09 | Permanently Closed | 10000 | Heating Oil No.6
PROVIDENCE | PROV. COAL STORAGE (MARCELLO'S MEAT PACK | KINSLEY & TERMINAL WAY | UST-15205 | Commercials | 3 | 1984-10-09 | Permanently Closed | 5000 | Diesel
PROVIDENCE | PROV. PUBLIC LIBRARY | 315 ACADEMY AVE | UST-2098 | City/Town Government | 1 | 1948-05-01 | Permanently Closed | 3000 | Heating Oil No.2
PROVIDENCE | PROV. PUBLIC LIBRARY | 441 PRAIRIE AVE | UST-2099 | City/Town Government | 1 | 1997-05-30 | Permanently Closed | 2500 | Heating Oil No.2
PROVIDENCE | PROV. PUBLIC LIBRARY SMITH HILL BRANCH | 31 CANDACE ST | UST-2048 | City/Town Government | 1 | 1932-05-01 | Permanently Closed | 1000 | Heating Oil No.2
PROVIDENCE | PROVIDENCE (HARRIS) WHOLESALE | 200 NIANTIC AVE | UST-16009 | Commercials | 1 | 1984-10-09 | Permanently Closed | 10000 | Heating Oil No.2
PROVIDENCE | PROVIDENCE (HARRIS) WHOLESALE | 200 NIANTIC AVE | UST-16009 | Commercials | 2 | 1984-10-09 | Permanently Closed | 5000 | Gasoline
PROVIDENCE | PROVIDENCE AUTO BODY, INC. | 350 SILVER SPRING ST | UST-3604 | Commercials | 1 | 1984-10-09 | Permanently Closed | 1000 | Heating Oil No.2
PROVIDENCE | PROVIDENCE AUTO EXCHANGE | 672 PLAINFIELD ST | UST-15395 | Commercials | 1 | 1984-10-09 | Permanently Closed | 8000 | Gasoline
PROVIDENCE | PROVIDENCE AUTO EXCHANGE | 672 PLAINFIELD ST | UST-15395 | Commercials | 2 | 1984-10-09 | Permanently Closed | 6000 | Gasoline
PROVIDENCE | PROVIDENCE AUTO EXCHANGE | 672 PLAINFIELD ST | UST-15395 | Commercials | 3 | 1984-10-09 | Permanently Closed | 6000 | Gasoline
PROVIDENCE | PROVIDENCE AUTO EXCHANGE | 665 PLAINFIELD ST | UST-15439 | Commercials | 1 | 1984-10-09 | Permanently Closed | 4000 | Gasoline
PROVIDENCE | PROVIDENCE AUTO EXCHANGE | 665 PLAINFIELD ST | UST-15439 | Commercials | 2 | 1984-10-09 | Permanently Closed | 4000 | Gasoline
PROVIDENCE | PROVIDENCE AUTO EXCHANGE | 665 PLAINFIELD ST | UST-15439 | Commercials | 3 | 1984-10-09 | Permanently Closed | 3000 | Gasoline
PROVIDENCE | PROVIDENCE AUTO EXCHANGE | 665 PLAINFIELD ST | UST-15439 | Commercials | 4 | 1984-10-09 | Permanently Closed | 2000 | Gasoline
PROVIDENCE | PROVIDENCE AUTO EXCHANGE | 665 PLAINFIELD ST | UST-15439 | Commercials | 5 | 1984-10-09 | Permanently Closed | 500 | Waste Oil
PROVIDENCE | PROVIDENCE AUTO EXCHANGE | 665 PLAINFIELD ST | UST-15439 | Commercials | 6 | 1984-10-09 | Permanently Closed | 500 | Waste Oil
PROVIDENCE | PROVIDENCE AUTO IGNITION CO. | 120 BROADWAY | UST-4413 | Commercials | 1 | 1984-10-09 | Permanently Closed | 500 | Heating Oil No.2
PROVIDENCE | PROVIDENCE AUTO IGNITION CO. | 120 BROADWAY | UST-4413 | Commercials | 2 | 1984-10-09 | Permanently Closed | 500 | Heating Oil No.2
PROVIDENCE | PROVIDENCE BILTMORE | 11 DORRANCE ST | UST-3979 | Commercials | 1 | 1984-10-09 | Permanently Closed | 10000 | Heating Oil No.2
PROVIDENCE | PROVIDENCE BOYS CLUB | 161 OXFORD ST | UST-19190 | Other | 1 | 1984-10-09 | In Use | 10000 | Heating Oil No.2
PROVIDENCE | PROVIDENCE CITY ARTS FOR YOUTH | 891 BROAD ST | UST-3719 | Industrial | 1 | 1984-10-09 | Permanently Closed | 3500 | Heating Oil No.4
PROVIDENCE | PROVIDENCE CITY ARTS FOR YOUTH | 891 BROAD ST | UST-3719 | Industrial | 2 | 1984-10-09 | Permanently Closed | 150 | Unknown
PROVIDENCE | PROVIDENCE CITY ARTS FOR YOUTH | 891 BROAD ST | UST-3719 | Industrial | 3 | 1984-10-09 | Permanently Closed | 150 | Unknown
PROVIDENCE | PROVIDENCE CITY ARTS FOR YOUTH | 891 BROAD ST | UST-3719 | Industrial | 4 | 1984-10-09 | Permanently Closed | 150 | Unknown
PROVIDENCE | PROVIDENCE CITY ARTS FOR YOUTH | 891 BROAD ST | UST-3719 | Industrial | 5 | 1984-10-09 | Permanently Closed | 150 | Unknown
PROVIDENCE | PROVIDENCE CITY ARTS FOR YOUTH | 891 BROAD ST | UST-3719 | Industrial | 6 | 1984-10-09 | Permanently Closed | 150 | Unknown
PROVIDENCE | PROVIDENCE CITY ARTS FOR YOUTH | 891 BROAD ST | UST-3719 | Industrial | 7 | 1984-10-09 | Permanently Closed | 150 | Unknown
PROVIDENCE | PROVIDENCE CITY ARTS FOR YOUTH | 891 BROAD ST | UST-3719 | Industrial | 8 | 1984-10-09 | Permanently Closed | 150 | Unknown
PROVIDENCE | PROVIDENCE COLLEGE | 1 CUNNINGHAM SQ | UST-3273 | Education Private | 1 | 1990-09-01 | In Use | 10000 | Diesel | Double Walled
PROVIDENCE | PROVIDENCE COLLEGE | 1 CUNNINGHAM SQ | UST-3273 | Education Private | 2 | 1984-10-09 | Permanently Closed | 500 | Gasoline
PROVIDENCE | PROVIDENCE COLLEGE | 1 CUNNINGHAM SQ | UST-3273 | Education Private | 3 | 1984-10-09 | Permanently Closed | 2500 | Gasoline
PROVIDENCE | PROVIDENCE COLLEGE | 1 CUNNINGHAM SQ | UST-3273 | Education Private | 4 | 1984-10-09 | Permanently Closed | 5000 | Gasoline
PROVIDENCE | PROVIDENCE COLLEGE | 1 CUNNINGHAM SQ | UST-3273 | Education Private | 5 | 1984-10-09 | Permanently Closed | 5000 | Gasoline
PROVIDENCE | PROVIDENCE COLLEGE | 1 CUNNINGHAM SQ | UST-3273 | Education Private | 6 | 1984-10-09 | Permanently Closed | 500 | Diesel
PROVIDENCE | PROVIDENCE COLLEGE | 1 CUNNINGHAM SQ | UST-3273 | Education Private | 7 | 1991-08-01 | In Use | 10000 | Gasoline | Double Walled
PROVIDENCE | PROVIDENCE COLLEGE | 1 CUNNINGHAM SQ | UST-3273 | Education Private | 8 | 1978-10-01 | Permanently Closed | 25000 | Heating Oil No.6
PROVIDENCE | PROVIDENCE COLLEGE | 1 CUNNINGHAM SQ | UST-3273 | Education Private | 9 | 1978-10-01 | Permanently Closed | 25000 | Heating Oil No.6
PROVIDENCE | PROVIDENCE COLLEGE | 1 CUNNINGHAM SQ | UST-3273 | Education Private | 10 | 2002-10-02 | In Use | 25000 | Heating Oil No.2 | Double Walled
PROVIDENCE | PROVIDENCE COLLEGE | 1 CUNNINGHAM SQ | UST-3273 | Education Private | 11 | 2002-10-02 | In Use | 25000 | Heating Oil No.2 | Double Walled
PROVIDENCE | PROVIDENCE COLLEGE | 1 CUNNINGHAM SQ | UST-3273 | Education Private | 12 | 1984-10-09 | Permanently Closed | 1000 | Heating Oil No.2
PROVIDENCE | PROVIDENCE COLLEGE GARAGE | 7 ITALY ST | UST-17365 | Commercials | 1 | 1984-10-09 | Permanently Closed | 500 | Heating Oil No.2
PROVIDENCE | PROVIDENCE COMMUNITY HEALTH CENTERS | 375 ALLENS AVE | UST-107 | Commercials | 1 | 1980-03-01 | Permanently Closed | 10000 | Gasoline
PROVIDENCE | PROVIDENCE COMMUNITY HEALTH CENTERS | 375 ALLENS AVE | UST-107 | Commercials | 2 | 1984-10-09 | Permanently Closed | 6000 | Diesel
PROVIDENCE | PROVIDENCE COMMUNITY HEALTH CENTERS | 375 ALLENS AVE | UST-107 | Commercials | 3 | 1984-10-09 | Permanently Closed | 2000 | Diesel
PROVIDENCE | PROVIDENCE COMMUNITY HEALTH CENTERS | 375 ALLENS AVE | UST-107 | Commercials | 4 | 1984-10-09 | Permanently Closed | 4000 | Heating Oil No.2
PROVIDENCE | PROVIDENCE COMMUNITY HEALTH CENTERS | 375 ALLENS AVE | UST-107 | Commercials | 5 | 1984-10-09 | Permanently Closed | 2600 | Heating Oil No.2
PROVIDENCE | PROVIDENCE COMMUNITY HEALTH CENTERS | 375 ALLENS AVE | UST-107 | Commercials | 6 | 1984-10-09 | Permanently Closed | 1000 | Unknown
PROVIDENCE | PROVIDENCE COMMUNITY HEALTH CENTERS | 31 ATWOOD ST | UST-4304 | Other | 1 | 1984-10-09 | Permanently Closed | 3000 | Heating Oil No.2
PROVIDENCE | PROVIDENCE COMMUNITY HEALTH CENTERS | 31 ATWOOD ST | UST-4304 | Other | 2 | null | Permanently Closed | 2000 | Heating Oil No.4 | Single Walled
PROVIDENCE | PROVIDENCE DPW | 60 ERNEST ST | UST-4960 | City/Town Government | 1 | null | Permanently Closed | 10000 | Heating Oil No.2
PROVIDENCE | PROVIDENCE DPW / POLICE GAS PUMPS | 20 ERNEST ST | UST-18726 | City/Town Government | 1 | 1984-10-09 | Permanently Closed | 5000 | Diesel
PROVIDENCE | PROVIDENCE DPW / POLICE GAS PUMPS | 20 ERNEST ST | UST-18726 | City/Town Government | 2 | 1984-10-09 | Permanently Closed | 10000 | Gasoline
PROVIDENCE | PROVIDENCE DPW / POLICE GAS PUMPS | 20 ERNEST ST | UST-18726 | City/Town Government | 3 | 1984-10-09 | Permanently Closed | 5000 | Gasoline
PROVIDENCE | PROVIDENCE DPW / POLICE GAS PUMPS | 20 ERNEST ST | UST-18726 | City/Town Government | 4 | 1984-10-09 | Permanently Closed | 10000 | Heating Oil No.2
PROVIDENCE | PROVIDENCE DPW / POLICE GAS PUMPS | 20 ERNEST ST | UST-18726 | City/Town Government | 5 | 2000-04-25 | Permanently Closed | 20000 | Gasoline | Double Walled | 2000-04-25
PROVIDENCE | PROVIDENCE DPW / POLICE GAS PUMPS | 20 ERNEST ST | UST-18726 | City/Town Government | 6 | 2000-04-25 | Permanently Closed | 5000 | Diesel | Double Walled | 2000-04-25
PROVIDENCE | PROVIDENCE DPW / POLICE GAS PUMPS | 20 ERNEST ST | UST-18726 | City/Town Government | 7 | 1984-10-09 | Permanently Closed | 10000 | Gasoline
PROVIDENCE | PROVIDENCE ELECTRIC COMPANY | 951 NORTH MAIN ST | UST-3405 | Commercials | 1 | 1984-10-09 | Permanently Closed | 5000 | Heating Oil No.2
PROVIDENCE | PROVIDENCE ELECTRIC COMPANY | 951 NORTH MAIN ST | UST-3405 | Commercials | 2 | 1984-10-09 | Permanently Closed | 1000 | Heating Oil No.2
PROVIDENCE | PROVIDENCE GAS CO.-DISTRIBUTION DIV. | 477 DEXTER ST | UST-1353 | Commercials | 1 | 1976-05-01 | Permanently Closed | 3000 | Diesel
PROVIDENCE | PROVIDENCE GAS CO.-DISTRIBUTION DIV. | 477 DEXTER ST | UST-1353 | Commercials | 2 | 1983-05-01 | Permanently Closed | 10000 | Gasoline
PROVIDENCE | PROVIDENCE GAS CO.-DISTRIBUTION DIV. | 477 DEXTER ST | UST-1353 | Commercials | 3 | 1976-05-01 | Permanently Closed | 12000 | Gasoline
PROVIDENCE | PROVIDENCE GAS CO.-DISTRIBUTION DIV. | 477 DEXTER ST | UST-1353 | Commercials | 4 | 1984-10-09 | Permanently Closed | 550 | Waste Oil
PROVIDENCE | PROVIDENCE GAS CO/GAS SUPPLY DIVISION | 642 ALLENS AVE | UST-1352 | Gasoline Station | 1 | 1974-05-01 | Permanently Closed | 4000 | Gasoline
PROVIDENCE | PROVIDENCE GAS CO/GAS SUPPLY DIVISION | 642 ALLENS AVE | UST-1352 | Gasoline Station | 2 | 1974-05-01 | Permanently Closed | 4000 | Gasoline
PROVIDENCE | PROVIDENCE GAS CO/GAS SUPPLY DIVISION | 642 ALLENS AVE | UST-1352 | Gasoline Station | 3 | 1984-05-01 | Permanently Closed | 2000 | Diesel
PROVIDENCE | PROVIDENCE GAS CO/GAS SUPPLY DIVISION | 642 ALLENS AVE | UST-1352 | Gasoline Station | 4 | 1984-10-09 | Permanently Closed | 10000 | Waste Oil
PROVIDENCE | PROVIDENCE GAS CO/GAS SUPPLY DIVISION | 642 ALLENS AVE | UST-1352 | Gasoline Station | 5 | 1984-10-09 | Permanently Closed | 10000 | Waste Oil
PROVIDENCE | PROVIDENCE HEAD START | 20 ALMY ST | UST-18903 | Other | 1 | 1984-10-09 | Permanently Closed | 2000 | Unknown
PROVIDENCE | PROVIDENCE HOUSING | 3 BOWDOIN ST | UST-18174 | Other | 1 | 1984-10-09 | Permanently Closed | 1000 | Heating Oil No.2
PROVIDENCE | PROVIDENCE HOUSING | 3 BOWDOIN ST | UST-18174 | Other | 2 | 1984-10-09 | Permanently Closed | 1000 | Heating Oil No.2
PROVIDENCE | PROVIDENCE HOUSING | 3 BOWDOIN ST | UST-18174 | Other | 3 | 1984-10-09 | Permanently Closed | 3000 | Heating Oil No.2
PROVIDENCE | PROVIDENCE HOUSING | 3 BOWDOIN ST | UST-18174 | Other | 4 | 1984-10-09 | Permanently Closed | 20000 | Heating Oil No.2
PROVIDENCE | PROVIDENCE HOUSING | 3 BOWDOIN ST | UST-18174 | Other | 5 | 1984-10-09 | Permanently Closed | 20000 | Kerosene
PROVIDENCE | PROVIDENCE HOUSING | 3 BOWDOIN ST | UST-18174 | Other | 6 | 1984-10-09 | Permanently Closed | 275 | Waste Oil
PROVIDENCE | PROVIDENCE HOUSING AUTHORITY | 100 BROAD ST | UST-3983 | Other | 1 | 1984-10-09 | Permanently Closed | 10000 | Heating Oil No.6
PROVIDENCE | PROVIDENCE JOURNAL | 280 KINSLEY AVE | UST-16472 | Commercials | 1 | 1984-10-09 | Permanently Closed | 3000 | Heating Oil No.2
PROVIDENCE | PROVIDENCE JOURNAL | 280 KINSLEY AVE | UST-16472 | Commercials | 2 | 1984-10-09 | Permanently Closed | 200 | Mixture
PROVIDENCE | PROVIDENCE JOURNAL COMPANY | 210 KINSLEY AVE | UST-1315 | Commercials | 1 | 1982-07-01 | Permanently Closed | 10000 | Diesel
PROVIDENCE | PROVIDENCE JOURNAL COMPANY | 210 KINSLEY AVE | UST-1315 | Commercials | 2 | 1986-05-01 | Permanently Closed | 20000 | Diesel | Double Walled
PROVIDENCE | PROVIDENCE JOURNAL COMPANY | 210 KINSLEY AVE | UST-1315 | Commercials | 3 | 1982-07-01 | Permanently Closed | 20000 | Gasoline
PROVIDENCE | PROVIDENCE JOURNAL COMPANY | 210 KINSLEY AVE | UST-1315 | Commercials | 4 | 1986-05-01 | Permanently Closed | 20000 | Gasoline | Double Walled
PROVIDENCE | PROVIDENCE JOURNAL COMPANY | 210 KINSLEY AVE | UST-1315 | Commercials | 5 | 1982-07-01 | Permanently Closed | 20000 | Gasoline
PROVIDENCE | PROVIDENCE JOURNAL COMPANY | 210 KINSLEY AVE | UST-1315 | Commercials | 6 | 1986-05-01 | Permanently Closed | 20000 | Gasoline | Double Walled
PROVIDENCE | PROVIDENCE JOURNAL COMPANY | 210 KINSLEY AVE | UST-1315 | Commercials | 7 | 1952-07-01 | Permanently Closed | 5000 | Heating Oil No.2
PROVIDENCE | PROVIDENCE JOURNAL COMPANY | 210 KINSLEY AVE | UST-1315 | Commercials | 8 | 1986-05-01 | In Use | 10000 | Diesel | Double Walled | 2019-03-14
PROVIDENCE | PROVIDENCE JOURNAL COMPANY | 210 KINSLEY AVE | UST-1315 | Commercials | 9 | 1986-05-01 | In Use | 10000 | Diesel | Double Walled | 2019-03-14
PROVIDENCE | PROVIDENCE JOURNAL COMPANY | 210 KINSLEY AVE | UST-1315 | Commercials | 10 | 1984-10-09 | Permanently Closed | 2000 | Heating Oil No.2
PROVIDENCE | PROVIDENCE JOURNAL COMPANY | 210 KINSLEY AVE | UST-1315 | Commercials | 11 | 1984-10-09 | Permanently Closed | 275 | Waste Oil
PROVIDENCE | PROVIDENCE JOURNAL COMPANY | 210 KINSLEY AVE | UST-1315 | Commercials | 12 | 1984-10-09 | Permanently Closed | 275 | Waste Oil
PROVIDENCE | PROVIDENCE JOURNAL COMPANY | 210 KINSLEY AVE | UST-1315 | Commercials | 13 | 1984-10-09 | Permanently Closed | 3000 | Heating Oil No.2
PROVIDENCE | PROVIDENCE JOURNAL COMPANY | 210 KINSLEY AVE | UST-1315 | Commercials | 14 | 1984-10-09 | Permanently Closed | 3000 | Heating Oil No.2
PROVIDENCE | PROVIDENCE JOURNAL COMPANY | 210 KINSLEY AVE | UST-1315 | Commercials | 15 | 1984-10-09 | Permanently Closed | 500 | Unknown
PROVIDENCE | PROVIDENCE JOURNAL COMPANY | 210 KINSLEY AVE | UST-1315 | Commercials | 16 | 1984-10-09 | Permanently Closed | 500 | Lubricating/Cutting Oil
PROVIDENCE | PROVIDENCE JOURNAL COMPANY | 210 KINSLEY AVE | UST-1315 | Commercials | 17 | 1984-10-09 | Permanently Closed | 3000 | Diesel
PROVIDENCE | PROVIDENCE JOURNAL COMPANY | 210 KINSLEY AVE | UST-1315 | Commercials | 18 | 1984-10-09 | Permanently Closed | 3000 | Diesel
PROVIDENCE | PROVIDENCE JOURNAL COMPANY | 210 KINSLEY AVE | UST-1315 | Commercials | 19 | 1984-10-09 | Permanently Closed | 8000 | Gasoline
PROVIDENCE | PROVIDENCE JOURNAL COMPANY | 210 KINSLEY AVE | UST-1315 | Commercials | 20 | 1984-10-09 | Permanently Closed | 2000 | Diesel
PROVIDENCE | PROVIDENCE JOURNAL COMPANY | 210 KINSLEY AVE | UST-1315 | Commercials | 21 | 1984-10-09 | Permanently Closed | 2000 | Gasoline
PROVIDENCE | PROVIDENCE JOURNAL COMPANY | 210 KINSLEY AVE | UST-1315 | Commercials | 22 | 1984-10-09 | Permanently Closed | 2000 | Gasoline
PROVIDENCE | PROVIDENCE JOURNAL COMPANY | 210 KINSLEY AVE | UST-1315 | Commercials | 23 | 1984-10-09 | Permanently Closed | 6000 | Heating Oil No.6
PROVIDENCE | PROVIDENCE JOURNAL COMPANY | 210 KINSLEY AVE | UST-1315 | Commercials | 24 | 1984-10-09 | Permanently Closed | 6000 | Heating Oil No.6
PROVIDENCE | PROVIDENCE JOURNAL COMPANY | 210 KINSLEY AVE | UST-1315 | Commercials | 25 | 1984-10-09 | Permanently Closed | 1000 | Heating Oil No.2
PROVIDENCE | PROVIDENCE JOURNAL COMPANY | 210 KINSLEY AVE | UST-1315 | Commercials | 26 | 1984-10-09 | Permanently Closed | 1000 | Unknown
PROVIDENCE | PROVIDENCE JOURNAL COMPANY | 210 KINSLEY AVE | UST-1315 | Commercials | 27 | 1984-10-09 | Permanently Closed | 1000 | Unknown
PROVIDENCE | PROVIDENCE JOURNAL COMPANY | 210 KINSLEY AVE | UST-1315 | Commercials | 28 | 1984-10-09 | Permanently Closed | 1000 | Heating Oil No.2
PROVIDENCE | PROVIDENCE JOURNAL COMPANY | 210 KINSLEY AVE | UST-1315 | Commercials | 29 | 1984-10-09 | Permanently Closed | 1000 | Mixture
PROVIDENCE | PROVIDENCE JOURNAL COMPANY | 210 KINSLEY AVE | UST-1315 | Commercials | 30 | 1984-10-09 | Permanently Closed | 20000 | Gasoline
PROVIDENCE | PROVIDENCE JOURNAL COMPANY | 210 KINSLEY AVE | UST-1315 | Commercials | 31 | 1984-10-09 | Permanently Closed | 20000 | Gasoline
PROVIDENCE | PROVIDENCE JOURNAL COMPANY | 210 KINSLEY AVE | UST-1315 | Commercials | 32 | 1984-10-09 | Permanently Closed | 10000 | Diesel
PROVIDENCE | PROVIDENCE JOURNAL COMPANY | 210 KINSLEY AVE | UST-1315 | Commercials | 33 | 1984-10-09 | Permanently Closed | 3000 | Heating Oil No.2
PROVIDENCE | PROVIDENCE JOURNAL COMPANY | 210 KINSLEY AVE | UST-1315 | Commercials | 34 | 1984-10-09 | Permanently Closed | 500 | Heating Oil No.2
PROVIDENCE | PROVIDENCE JOURNAL PROPERTY | 119 HARRIS AVE | UST-4451 | Commercials | 1 | 1984-10-09 | Permanently Closed | 1000 | Heating Oil No.2
PROVIDENCE | PROVIDENCE JOURNAL PROPERTY | 119 HARRIS AVE | UST-4451 | Commercials | 2 | 1984-10-09 | Permanently Closed | 1000 | Heating Oil No.2
PROVIDENCE | PROVIDENCE LIFE CENTER | TURNER/CLIFF ST | UST-19252 | Other | 1 | 1984-10-09 | Permanently Closed | 1000 | Heating Oil No.2
PROVIDENCE | PROVIDENCE M OF W BASE (AMTRAK) | 165 ROYAL LITTLE DR | UST-19246 | Commercials | 1 | 1984-10-09 | Permanently Closed | 1000 | Other | Double Walled
PROVIDENCE | PROVIDENCE M OF W BASE (AMTRAK) | 165 ROYAL LITTLE DR | UST-19246 | Commercials | 2 | 2005-10-07 | Permanently Closed | 2000 | Mixture | Double Walled
PROVIDENCE | PROVIDENCE MARRIOTT HOTEL | 1 ORMS ST | UST-3779 | Other | 1 | 1979-10-01 | Permanently Closed | 550 | Diesel
PROVIDENCE | PROVIDENCE MONTHLY MEETING OF FRIENDS | 99 MORRIS AVE | UST-2619 | Other | 1 | 1952-07-01 | Permanently Closed | 550 | Heating Oil No.2
PROVIDENCE | PROVIDENCE PLACE DEVELOPMENT | FRANCIS ST | UST-18240 | Commercials | 1 | 1984-10-09 | Permanently Closed | 150 | Heating Oil No.2
PROVIDENCE | PROVIDENCE PRESBYTERIAN CHURCH | 500 HOPE ST | UST-4588 | Other | 1 | 1984-10-09 | Permanently Closed | 1000 | Heating Oil No.2
PROVIDENCE | PROVIDENCE PRESERVATION SOC. REVOLV.FUND PROPERTY | 372 WEST FOUNTAIN ST | UST-4160 | Commercials | 1 | 1984-10-09 | Permanently Closed | 1000 | Heating Oil No.2
PROVIDENCE | PROVIDENCE PRESERVATION SOCIETY | 24 MEETING ST | UST-16753 | Other | 1 | 1984-10-09 | Permanently Closed | 500 | Heating Oil No.2
PROVIDENCE | PROVIDENCE PUBLIC LIBRARY | 708 HOPE ST | UST-2094 | City/Town Government | 1 | 1997-05-30 | Permanently Closed | 1250 | Heating Oil No.2
PROVIDENCE | PROVIDENCE PUBLIC LIBRARY | 233 VEAZIE ST | UST-2095 | City/Town Government | 1 | 1997-05-28 | Permanently Closed | 1000 | Heating Oil No.2
PROVIDENCE | PROVIDENCE PUBLIC LIBRARY | WASHINGTON AND EMPIRE, CORNER OF | UST-2100 | City/Town Government | 1 | 1984-10-09 | Permanently Closed | 550 | Heating Oil No.2
PROVIDENCE | PROVIDENCE PUBLIC LIBRARY | WASHINGTON AND EMPIRE, CORNER OF | UST-2100 | City/Town Government | 2 | 1984-10-09 | Permanently Closed | 550 | Not Listed
PROVIDENCE | PROVIDENCE PUBLIC LIBRARY (OLNEYVILLE BRANCH) | 1 OLNEYVILLE SQ | UST-18452 | Other | 1 | 1984-10-09 | Permanently Closed | 2000 | Heating Oil No.2
PROVIDENCE | PROVIDENCE REALTY DEVELOPMENT | 144 BENEFIT ST | UST-4966 | Commercials | 1 | null | Permanently Closed | 1000 | Heating Oil No.2
PROVIDENCE | PROVIDENCE REDEVELOPMENT AGCY (EMPTY LOT | 1333 BROAD ST | UST-17111 | Other | 1 | 1984-10-09 | Permanently Closed | 500 | Waste Oil
PROVIDENCE | PROVIDENCE REDEVELOPMENT AGENCY | 362 DEXTER ST | UST-16685 | Commercials | 1 | 1984-10-09 | Permanently Closed | 10000 | Heating Oil No.2
PROVIDENCE | PROVIDENCE REDEVELOPMENT AGENCY | 362 DEXTER ST | UST-16685 | Commercials | 2 | 1984-10-09 | Permanently Closed | 10000 | Heating Oil No.2
PROVIDENCE | PROVIDENCE REDEVELOPMENT AGENCY | 362 DEXTER ST | UST-16685 | Commercials | 3 | 1984-10-09 | Permanently Closed | 10000 | Heating Oil No.2
PROVIDENCE | PROVIDENCE REDEVELOPMENT AGENCY | 362 DEXTER ST | UST-16685 | Commercials | 4 | 1984-10-09 | Permanently Closed | 500 | Heating Oil No.2
PROVIDENCE | PROVIDENCE REDEVELOPMENT AGENCY | 118 DEPASQUALE AVENEU | UST-16796 | Private Residence | 1 | 1984-10-09 | Permanently Closed | 6000 | Gasoline
PROVIDENCE | PROVIDENCE REDEVELOPMENT AGENCY | 736 BROAD ST | UST-17383 | Commercials | 1 | 1984-10-09 | Permanently Closed | 2000 | Heating Oil No.2
PROVIDENCE | PROVIDENCE REDEVELOPMENT AGENCY PROPERTY | 451 PINE ST | UST-3889 | City/Town Government | 1 | 1984-10-09 | Permanently Closed | 1000 | Gasoline
PROVIDENCE | PROVIDENCE REDEVELOPMENT AGENCY PROPERTY | 451 PINE ST | UST-3889 | City/Town Government | 2 | 1984-10-09 | Permanently Closed | 10000 | Gasoline
PROVIDENCE | PROVIDENCE REDEVELOPMENT AGENCY PROPERTY | 451 PINE ST | UST-3889 | City/Town Government | 3 | null | Permanently Closed | 1800 | Unknown | Single Walled
PROVIDENCE | PROVIDENCE REDEVEOPMENT AGENCY | 696 CRANSTON ST | UST-16719 | Commercials | 1 | 1984-10-09 | Permanently Closed | 1000 | Gasoline
PROVIDENCE | PROVIDENCE REDEVEOPMENT AGENCY | 696 CRANSTON ST | UST-16719 | Commercials | 2 | 1984-10-09 | Permanently Closed | 1000 | Gasoline
PROVIDENCE | PROVIDENCE REDEVEOPMENT AGENCY | 696 CRANSTON ST | UST-16719 | Commercials | 3 | 1984-10-09 | Permanently Closed | 1000 | Gasoline
PROVIDENCE | PROVIDENCE REDEVEOPMENT AGENCY | 696 CRANSTON ST | UST-16719 | Commercials | 4 | 1984-10-09 | Permanently Closed | 1000 | Gasoline
PROVIDENCE | PROVIDENCE REDEVEOPMENT AGENCY | 696 CRANSTON ST | UST-16719 | Commercials | 5 | 1984-10-09 | Permanently Closed | 1000 | Gasoline
PROVIDENCE | PROVIDENCE REDEVEOPMENT AGENCY | 696 CRANSTON ST | UST-16719 | Commercials | 6 | 1984-10-09 | Permanently Closed | 1000 | Gasoline
PROVIDENCE | PROVIDENCE STEAMBOAT CO | 1 INDIA ST | UST-5057 | Industrial | 1 | null | Permanently Closed | 1000 | Heating Oil No.2
PROVIDENCE | PROVIDENCE STEAMBOAT CO | 1 INDIA ST | UST-5057 | Industrial | 2 | null | Permanently Closed | 500 | Heating Oil No.2
PROVIDENCE | PROVIDENCE VISITOR BUILDING | 184 BROAD ST | UST-2165 | Commercials | 1 | 1984-10-09 | Permanently Closed | 2000 | Heating Oil No.2
PROVIDENCE | PROVIDENCE VISITOR BUILDING | 184 BROAD ST | UST-2165 | Commercials | 2 | 1984-10-09 | Permanently Closed | 500 | Heating Oil No.2
PROVIDENCE | PROVIDENCE WASHINGTON PLAZA | 121 SOUTH MAIN ST | UST-18509 | Commercials | 1 | 1984-10-09 | Permanently Closed | 1000 | Diesel
PROVIDENCE | PROVIDENCE WATER CENTRAL OPERATIONS FACILITY | 125 DUPONT DR | UST-1879 | City/Town Government | 1 | 1982-03-01 | Permanently Closed | 10000 | Gasoline
PROVIDENCE | PROVIDENCE WATER CENTRAL OPERATIONS FACILITY | 125 DUPONT DR | UST-1879 | City/Town Government | 2 | 1984-07-01 | Permanently Closed | 5000 | Diesel
PROVIDENCE | PROVIDENCE WATER CENTRAL OPERATIONS FACILITY | 125 DUPONT DR | UST-1879 | City/Town Government | 3 | 1973-11-01 | Permanently Closed | 2000 | Diesel
PROVIDENCE | PROVIDENCE WATER CENTRAL OPERATIONS FACILITY | 125 DUPONT DR | UST-1879 | City/Town Government | 4 | 1975-03-01 | Permanently Closed | 10000 | Diesel
PROVIDENCE | PROVIDENCE WATER CENTRAL OPERATIONS FACILITY | 125 DUPONT DR | UST-1879 | City/Town Government | 5 | 1984-10-09 | Permanently Closed | 2000 | Heating Oil No.2
PROVIDENCE | PROVIDENCE WATER CENTRAL OPERATIONS FACILITY | 125 DUPONT DR | UST-1879 | City/Town Government | 6 | 1983-05-01 | Permanently Closed | 10000 | Heating Oil No.2
PROVIDENCE | PROVIDENCE WATER CENTRAL OPERATIONS FACILITY | 125 DUPONT DR | UST-1879 | City/Town Government | 7 | 2000-04-18 | Permanently Closed | 5000 | Diesel | Double Walled | 2000-04-18
PROVIDENCE | PROVIDENCE WATER CENTRAL OPERATIONS FACILITY | 125 DUPONT DR | UST-1879 | City/Town Government | 8 | 2000-04-18 | Permanently Closed | 10000 | Diesel | Double Walled | 2022-09-27
PROVIDENCE | PROVIDENCE WATER CENTRAL OPERATIONS FACILITY | 125 DUPONT DR | UST-1879 | City/Town Government | 9 | 2000-04-18 | In Use | 2500 | Diesel | Double Walled | 2022-08-25
PROVIDENCE | PROVIDENCE WATER CENTRAL OPERATIONS FACILITY | 125 DUPONT DR | UST-1879 | City/Town Government | 10 | 2001-02-05 | Permanently Closed | 10000 | Heating Oil No.2 | Double Walled | 2001-02-05
PROVIDENCE | PROVIDENCE WATER SUPPLY BOARD | 552 ACADEMY AVE | UST-1698 | City/Town Government | 1 | 1954-08-01 | Permanently Closed | 3000 | Gasoline
PROVIDENCE | PROVIDENCE WATER SUPPLY BOARD | 552 ACADEMY AVE | UST-1698 | City/Town Government | 2 | 1994-05-09 | Permanently Closed | 3000 | Gasoline | Double Walled | 1994-05-09
PROVIDENCE | PROVIDENCE WATER SUPPLY BOARD | 552 ACADEMY AVE | UST-1698 | City/Town Government | 3 | 1954-08-01 | Permanently Closed | 750 | Diesel
PROVIDENCE | PROVIDENCE WATER SUPPLY BOARD | 552 ACADEMY AVE | UST-1698 | City/Town Government | 4 | 1994-05-09 | Permanently Closed | 1000 | Diesel | Double Walled | 1994-05-09
PROVIDENCE | PROVIDENCE WATER SUPPLY BOARD | 552 ACADEMY AVE | UST-1698 | City/Town Government | 5 | 1954-08-01 | Permanently Closed | 3000 | Heating Oil No.2
PROVIDENCE | PROVIDENCE WORSTED MILLS | 166 VALLEY ST | UST-19170 | Commercials | 1 | 1984-10-09 | Permanently Closed | 20000 | Heating Oil No.6
PROVIDENCE | PROVIDENCE WORSTED MILLS | 166 VALLEY ST | UST-19170 | Commercials | 2 | 1984-10-09 | Permanently Closed | 20000 | Heating Oil No.6
PROVIDENCE | PROVIDENCE WORSTED MILLS | 166 VALLEY ST | UST-19170 | Commercials | 3 | 1984-10-09 | Permanently Closed | 20000 | Heating Oil No.6
PROVIDENCE | PROVIDENCE WORSTED MILLS | 166 VALLEY ST | UST-19170 | Commercials | 4 | 1984-10-09 | Permanently Closed | 20000 | Heating Oil No.6
PROVIDENCE | QUALITY CLEANERS INC. | 1115 CHALKSTONE AVE | UST-4010 | Commercials | 1 | 1984-10-09 | Permanently Closed | 1000 | Heating Oil No.2
PROVIDENCE | QUALITY FUEL | 414 SMITHFIELD AVE | UST-1065 | Gasoline Station | 1 | 1966-04-01 | Permanently Closed | 550 | Waste Oil
PROVIDENCE | QUALITY FUEL | 414 SMITHFIELD AVE | UST-1065 | Gasoline Station | 2 | 1966-04-01 | Permanently Closed | 550 | Heating Oil No.2
PROVIDENCE | QUALITY FUEL | 414 SMITHFIELD AVE | UST-1065 | Gasoline Station | 3 | 1966-04-01 | Permanently Closed | 4000 | Gasoline
PROVIDENCE | QUALITY FUEL | 414 SMITHFIELD AVE | UST-1065 | Gasoline Station | 4 | 1992-09-01 | In Use | 6000 | Gasoline | Double Walled | 2018-05-25
PROVIDENCE | QUALITY FUEL | 414 SMITHFIELD AVE | UST-1065 | Gasoline Station | 5 | 1966-04-01 | Permanently Closed | 4000 | Gasoline
PROVIDENCE | QUALITY FUEL | 414 SMITHFIELD AVE | UST-1065 | Gasoline Station | 6 | 1966-04-01 | Permanently Closed | 4000 | Gasoline
PROVIDENCE | QUALITY FUEL | 414 SMITHFIELD AVE | UST-1065 | Gasoline Station | 7 | 1992-09-01 | In Use | 6000 | Gasoline | Double Walled | 2018-05-25
PROVIDENCE | QUALITY FUEL | 414 SMITHFIELD AVE | UST-1065 | Gasoline Station | 8 | 1966-04-01 | Permanently Closed | 4000 | Gasoline
PROVIDENCE | QUALITY FUEL | 414 SMITHFIELD AVE | UST-1065 | Gasoline Station | 9 | 1966-04-01 | Permanently Closed | 4000 | Gasoline
PROVIDENCE | QUALITY FUEL | 414 SMITHFIELD AVE | UST-1065 | Gasoline Station | 10 | 1984-04-01 | Permanently Closed | 6000 | Diesel | Single Walled
PROVIDENCE | QUALITY FUEL | 414 SMITHFIELD AVE | UST-1065 | Gasoline Station | 11 | 1992-09-01 | In Use | 8000 | Gasoline | Double Walled | 2018-05-25
PROVIDENCE | QUALITY SPRAYING & STENCILING COMPANY | 150 PARK LN | UST-2759 | Commercials | 1 | 1978-06-01 | Permanently Closed | 10000 | Heating Oil No.2
PROVIDENCE | QUALITY SPRAYING & STENCILING COMPANY | 150 PARK LN | UST-2759 | Commercials | 2 | 1984-10-09 | Permanently Closed | 1000 | Heating Oil No.2
PROVIDENCE | QUEBECOR PRINTING | 369 PRAIRIE AVE | UST-3156 | Commercials | 1 | 1973-08-01 | Permanently Closed | 10000 | Heating Oil No.2
PROVIDENCE | QUEBECOR PRINTING | 369 PRAIRIE AVE | UST-3156 | Commercials | 2 | 1956-05-01 | Permanently Closed | 10000 | Heating Oil No.2
PROVIDENCE | QUEBECOR PRINTING | 369 PRAIRIE AVE | UST-3156 | Commercials | 3 | 1984-10-09 | Permanently Closed | 4000 | Heating Oil No.2
PROVIDENCE | QUEBECOR PRINTING | 369 PRAIRIE AVE | UST-3156 | Commercials | 4 | 1967-05-01 | Permanently Closed | 550 | Hazardous Substance
PROVIDENCE | QUEBECOR PRINTING | 369 PRAIRIE AVE | UST-3156 | Commercials | 5 | 1967-05-01 | Permanently Closed | 550 | Hazardous Substance
PROVIDENCE | QUEBECOR PRINTING | 369 PRAIRIE AVE | UST-3156 | Commercials | 6 | 1967-05-01 | Permanently Closed | 550 | Hazardous Substance
PROVIDENCE | QUEBECOR PRINTING | 369 PRAIRIE AVE | UST-3156 | Commercials | 7 | 1967-05-01 | Permanently Closed | 550 | Hazardous Substance
PROVIDENCE | QUEBECOR PRINTING | 369 PRAIRIE AVE | UST-3156 | Commercials | 8 | 1984-10-09 | Permanently Closed | 1000 | Heating Oil No.2
PROVIDENCE | QUEBECOR PRINTING | 369 PRAIRIE AVE | UST-3156 | Commercials | 9 | 1984-10-09 | Permanently Closed | 3000 | Heating Oil No.2
PROVIDENCE | QUEBECOR PRINTING | 369 PRAIRIE AVE | UST-3156 | Commercials | 10 | 1984-10-09 | Permanently Closed | 4000 | Heating Oil No.6
PROVIDENCE | QUEBECOR PRINTING PROVIDENCE INC. | 99 WEST RIVER ST | UST-68 | Industrial | 1 | 1963-02-01 | Permanently Closed | 10000 | Heating Oil No.6
PROVIDENCE | QUEBECOR PRINTING PROVIDENCE INC. | 99 WEST RIVER ST | UST-68 | Industrial | 2 | 1973-02-01 | Permanently Closed | 10000 | Heating Oil No.6
PROVIDENCE | QUEBECOR PRINTING PROVIDENCE INC. | 99 WEST RIVER ST | UST-68 | Industrial | 3 | 1963-02-01 | Permanently Closed | 5000 | Hazardous Substance
PROVIDENCE | QUEBECOR PRINTING PROVIDENCE INC. | 99 WEST RIVER ST | UST-68 | Industrial | 4 | 1963-02-01 | Permanently Closed | 5000 | Hazardous Substance
PROVIDENCE | QUEBECOR PRINTING PROVIDENCE INC. | 99 WEST RIVER ST | UST-68 | Industrial | 5 | 1969-02-01 | Permanently Closed | 5000 | Hazardous Substance
PROVIDENCE | QUEBECOR PRINTING PROVIDENCE INC. | 99 WEST RIVER ST | UST-68 | Industrial | 6 | 1969-02-01 | Permanently Closed | 5000 | Hazardous Substance
PROVIDENCE | QUISQUEYA MARKET | 933 BROAD ST | UST-18252 | Commercials | 1 | 1984-10-09 | Permanently Closed | 1000 | Heating Oil No.2
PROVIDENCE | R.E. STURDY CO. INC. | 928 EDDY ST | UST-2437 | Industrial | 1 | 1982-04-01 | Permanently Closed | 1000 | Heating Oil No.2
PROVIDENCE | R.E. STURDY COMPANY/ELECTROCHEM | 271 PLAIN ST | UST-703 | Commercials | 1 | 1977-04-01 | Permanently Closed | 1000 | Heating Oil No.2
PROVIDENCE | R.E. STURDY COMPANY/ELECTROCHEM | 271 PLAIN ST | UST-703 | Commercials | 2 | 1984-10-09 | Permanently Closed | 1000 | Gasoline
PROVIDENCE | R.E. STURDY COMPANY/ELECTROCHEM | 271 PLAIN ST | UST-703 | Commercials | 3 | 1984-10-09 | Permanently Closed | 0 | Hazardous Substance
PROVIDENCE | R.E. STURDY COMPANY/ELECTROCHEM | 271 PLAIN ST | UST-703 | Commercials | 4 | 1984-10-09 | Permanently Closed | 0 | Hazardous Substance
PROVIDENCE | R.E. STURDY COMPANY/ELECTROCHEM | 271 PLAIN ST | UST-703 | Commercials | 5 | 1984-10-09 | Permanently Closed | 0 | Hazardous Substance
PROVIDENCE | R.F. KENNEDY ELEMENTARY SCHOOL | 195 NELSON ST | UST-2829 | Education - Town | 1 | 1997-09-21 | Abandoned | 8000 | Heating Oil No.2
PROVIDENCE | R.F. KENNEDY ELEMENTARY SCHOOL | 195 NELSON ST | UST-2829 | Education - Town | 2 | 1997-09-21 | Abandoned | 8000 | Heating Oil No.2
PROVIDENCE | R.I. DOT - FORMER HAMEL FABRICATION COMPANY | 527 EDDY ST | UST-3882 | State Government | 1 | 1984-10-09 | Permanently Closed | 1000 | Gasoline
PROVIDENCE | R.I. DOT - FORMER HAMEL FABRICATION COMPANY | 527 EDDY ST | UST-3882 | State Government | 2 | 1984-10-09 | Permanently Closed | 1100 | Gasoline
PROVIDENCE | R.I. DOT - FORMER HAMEL FABRICATION COMPANY | 527 EDDY ST | UST-3882 | State Government | 3 | 1984-10-09 | Permanently Closed | 1200 | Kerosene
PROVIDENCE | R.I. DOT - FORMER HAMEL FABRICATION COMPANY | 527 EDDY ST | UST-3882 | State Government | 4 | 1984-10-09 | Permanently Closed | 10000 | Gasoline
PROVIDENCE | R.I. PUBLIC BLDG AUTHORITY | DAVIS ST & CHERRY ST | UST-15313 | State Government | 1 | 1984-10-09 | Permanently Closed | 2000 | Gasoline
PROVIDENCE | R.I. PUBLIC TRANSIT AUTHORITY | 265 MELROSE ST | UST-647 | State Government | 1 | 1980-01-01 | Permanently Closed | 20000 | Diesel
PROVIDENCE | R.I. PUBLIC TRANSIT AUTHORITY | 265 MELROSE ST | UST-647 | State Government | 2 | 1984-10-09 | Permanently Closed | 10000 | Diesel
PROVIDENCE | R.I. PUBLIC TRANSIT AUTHORITY | 265 MELROSE ST | UST-647 | State Government | 3 | 1984-10-09 | Permanently Closed | 1000 | Hazardous Substance
PROVIDENCE | R.I. PUBLIC TRANSIT AUTHORITY | 265 MELROSE ST | UST-647 | State Government | 4 | 1980-01-01 | Permanently Closed | 20000 | Diesel
PROVIDENCE | R.I. PUBLIC TRANSIT AUTHORITY | 265 MELROSE ST | UST-647 | State Government | 5 | 1984-10-09 | Permanently Closed | 575 | Other
PROVIDENCE | R.I. PUBLIC TRANSIT AUTHORITY | 265 MELROSE ST | UST-647 | State Government | 6 | 1984-10-09 | Permanently Closed | 1000 | Other
PROVIDENCE | R.I. PUBLIC TRANSIT AUTHORITY | 265 MELROSE ST | UST-647 | State Government | 7 | 1984-10-09 | Permanently Closed | 3000 | Gasoline
PROVIDENCE | R.I. PUBLIC TRANSIT AUTHORITY | 265 MELROSE ST | UST-647 | State Government | 8 | 1984-10-09 | Permanently Closed | 3000 | Gasoline
PROVIDENCE | R.I. PUBLIC TRANSIT AUTHORITY | 265 MELROSE ST | UST-647 | State Government | 9 | 1984-10-09 | Permanently Closed | 3000 | Gasoline
PROVIDENCE | R.I. PUBLIC TRANSIT AUTHORITY | 265 MELROSE ST | UST-647 | State Government | 10 | 1984-10-09 | Permanently Closed | 3000 | Gasoline
PROVIDENCE | R.I. PUBLIC TRANSIT AUTHORITY | 265 MELROSE ST | UST-647 | State Government | 11 | 1984-10-09 | Permanently Closed | 2500 | Heating Oil No.2
PROVIDENCE | R.I. PUBLIC TRANSIT AUTHORITY | 265 MELROSE ST | UST-647 | State Government | 12 | 1984-10-09 | Permanently Closed | 5000 | Heating Oil No.2
PROVIDENCE | R.I. PUBLIC TRANSIT AUTHORITY | 265 MELROSE ST | UST-647 | State Government | 13 | 1984-10-09 | Permanently Closed | 1000 | Gasoline
PROVIDENCE | R.I. PUBLIC TRANSIT AUTHORITY | 265 MELROSE ST | UST-647 | State Government | 14 | 1984-10-09 | Permanently Closed | 2000 | Gasoline
PROVIDENCE | R.I. PUBLIC TRANSIT AUTHORITY | 265 MELROSE ST | UST-647 | State Government | 15 | 1984-10-09 | Permanently Closed | 2500 | Heating Oil No.2
PROVIDENCE | R.I. PUBLIC TRANSIT AUTHORITY | 265 MELROSE ST | UST-647 | State Government | 16 | 1984-10-09 | Permanently Closed | 275 | Waste Oil
PROVIDENCE | R.I. PUBLIC TRANSIT AUTHORITY | 265 MELROSE ST | UST-647 | State Government | 17 | 1984-10-09 | Permanently Closed | 275 | Waste Oil
PROVIDENCE | R.I. PUBLIC TRANSIT AUTHORITY | 265 MELROSE ST | UST-647 | State Government | 18 | 1991-07-01 | Permanently Closed | 20000 | Diesel
PROVIDENCE | R.I. PUBLIC TRANSIT AUTHORITY | 265 MELROSE ST | UST-647 | State Government | 19 | 1991-07-22 | In Use | 20000 | Diesel | Double Walled | 2007-07-09
PROVIDENCE | R.I. PUBLIC TRANSIT AUTHORITY | 265 MELROSE ST | UST-647 | State Government | 20 | 1991-07-01 | Permanently Closed | 20000 | Diesel
PROVIDENCE | R.I. PUBLIC TRANSIT AUTHORITY | 265 MELROSE ST | UST-647 | State Government | 21 | 1991-07-23 | In Use | 20000 | Diesel | Double Walled | 2007-07-09
PROVIDENCE | R.I. PUBLIC TRANSIT AUTHORITY | 265 MELROSE ST | UST-647 | State Government | 22 | 1991-07-01 | Permanently Closed | 20000 | Diesel
PROVIDENCE | R.I. PUBLIC TRANSIT AUTHORITY | 265 MELROSE ST | UST-647 | State Government | 23 | 1991-07-22 | In Use | 20000 | Diesel | Double Walled | 2007-07-09
PROVIDENCE | R.I. PUBLIC TRANSIT AUTHORITY | 265 MELROSE ST | UST-647 | State Government | 24 | 1991-07-01 | Permanently Closed | 4000 | Hazardous Substance
PROVIDENCE | R.I. PUBLIC TRANSIT AUTHORITY | 265 MELROSE ST | UST-647 | State Government | 25 | 1992-02-01 | Permanently Closed | 4000 | Hazardous Substance | Double Walled
PROVIDENCE | R.I. PUBLIC TRANSIT AUTHORITY | 265 MELROSE ST | UST-647 | State Government | 26 | 1991-07-01 | Permanently Closed | 1000 | Waste Oil
PROVIDENCE | R.I. PUBLIC TRANSIT AUTHORITY | 265 MELROSE ST | UST-647 | State Government | 27 | 1992-02-01 | Permanently Closed | 1000 | Motor Oil | Double Walled
PROVIDENCE | R.I. PUBLIC TRANSIT AUTHORITY | 265 MELROSE ST | UST-647 | State Government | 28 | 1991-07-01 | Permanently Closed | 1000 | Waste Oil
PROVIDENCE | R.I. PUBLIC TRANSIT AUTHORITY | 265 MELROSE ST | UST-647 | State Government | 29 | 1992-02-01 | Permanently Closed | 1000 | Motor Oil | Double Walled
PROVIDENCE | R.I. PUBLIC TRANSIT AUTHORITY | 265 MELROSE ST | UST-647 | State Government | 30 | 1991-07-01 | In Use | 6000 | Gasoline | Double Walled | 1991-07-01
PROVIDENCE | R.I. PUBLIC TRANSIT AUTHORITY | 265 MELROSE ST | UST-647 | State Government | 31 | 1984-10-09 | Permanently Closed | 500 | Heating Oil No.2
PROVIDENCE | R.I. PUBLIC TRANSIT AUTHORITY | 265 MELROSE ST | UST-647 | State Government | 32 | 1984-10-09 | Permanently Closed | 6000 | Heating Oil No.6
PROVIDENCE | R.I. PUBLIC TRANSIT AUTHORITY | 265 MELROSE ST | UST-647 | State Government | 33 | 1984-10-09 | Permanently Closed | 6000 | Heating Oil No.6
PROVIDENCE | RADPARVAR RESIDENTIAL PROPERTY | 21 GROTTO AVE | UST-3991 | Private Residence | 1 | 1984-10-09 | Permanently Closed | 1800 | Heating Oil No.2
PROVIDENCE | RALPH INSTALLATION | 1343 BROAD ST | UST-18219 | Commercials | 1 | 1984-10-09 | Permanently Closed | 4000 | Gasoline
PROVIDENCE | RALPH INSTALLATION | 1343 BROAD ST | UST-18219 | Commercials | 2 | 1984-10-09 | Permanently Closed | 4000 | Gasoline
PROVIDENCE | RALPH INSTALLATION | 1343 BROAD ST | UST-18219 | Commercials | 3 | 1984-10-09 | Permanently Closed | 1000 | Heating Oil No.2
PROVIDENCE | RALPH ROSE | 285 VALLEY ST | UST-16529 | Commercials | 1 | 1984-10-09 | Permanently Closed | 6000 | Heating Oil No.2
PROVIDENCE | RALPH'S OIL COMPANY INC. | 270 PLAIN ST | UST-876 | Gasoline Station | 1 | 1951-04-01 | Permanently Closed | 2000 | Diesel
PROVIDENCE | RALPH'S OIL COMPANY INC. | 270 PLAIN ST | UST-876 | Gasoline Station | 2 | 1951-04-01 | Permanently Closed | 2000 | Diesel
PROVIDENCE | RALPH'S OIL COMPANY INC. | 270 PLAIN ST | UST-876 | Gasoline Station | 3 | 1951-04-01 | Permanently Closed | 10000 | Heating Oil No.2
PROVIDENCE | RALPH'S OIL COMPANY INC. | 270 PLAIN ST | UST-876 | Gasoline Station | 4 | 1951-04-01 | Permanently Closed | 10000 | Heating Oil No.2
PROVIDENCE | RALPH'S OIL COMPANY INC. | 270 PLAIN ST | UST-876 | Gasoline Station | 5 | 1951-04-01 | Permanently Closed | 10000 | Heating Oil No.2
PROVIDENCE | RALPH'S OIL COMPANY INC. | 270 PLAIN ST | UST-876 | Gasoline Station | 6 | 1951-04-01 | Permanently Closed | 10000 | Heating Oil No.2
PROVIDENCE | RAU FASTENER, INC. (FORMERLY) | 102 WESTFIELD/SPRAGUE ST | UST-3173 | Commercials | 1 | 1984-10-09 | Permanently Closed | 5000 | Heating Oil No.2
PROVIDENCE | RAU FASTENER, INC. (FORMERLY) | 102 WESTFIELD/SPRAGUE ST | UST-3173 | Commercials | 2 | 1984-10-09 | Permanently Closed | 3000 | Heating Oil No.4
PROVIDENCE | RAU FASTENER, INC. (FORMERLY) | 102 WESTFIELD/SPRAGUE ST | UST-3173 | Commercials | 3 | 1984-10-09 | Permanently Closed | 6000 | Heating Oil No.6
PROVIDENCE | RAU FASTENER, INC. (FORMERLY) | 102 WESTFIELD/SPRAGUE ST | UST-3173 | Commercials | 4 | 1984-10-09 | Permanently Closed | 2000 | Heating Oil No.2
PROVIDENCE | RAU FASTENER, INC. (FORMERLY) | 102 WESTFIELD/SPRAGUE ST | UST-3173 | Commercials | 5 | 1984-10-09 | Permanently Closed | 1000 | Heating Oil No.2
PROVIDENCE | RAU FASTENER, INC. (FORMERLY) | 102 WESTFIELD/SPRAGUE ST | UST-3173 | Commercials | 6 | 1984-10-09 | Permanently Closed | 2700 | Heating Oil No.2
PROVIDENCE | RAU FASTENER, INC. (FORMERLY) | 102 WESTFIELD/SPRAGUE ST | UST-3173 | Commercials | 7 | 1984-10-09 | Permanently Closed | 10000 | Heating Oil No.2
PROVIDENCE | RAVI | 1348 CHALKSTONE AVE | UST-612 | Gasoline Station | 1 | 1978-04-01 | Permanently Closed | 8000 | Gasoline | Single Walled
PROVIDENCE | RAVI | 1348 CHALKSTONE AVE | UST-612 | Gasoline Station | 2 | 1978-04-01 | Permanently Closed | 6000 | Gasoline | Single Walled
PROVIDENCE | RAVI | 1348 CHALKSTONE AVE | UST-612 | Gasoline Station | 3 | 1978-04-01 | Permanently Closed | 6000 | Gasoline | Single Walled
PROVIDENCE | RAVI | 1348 CHALKSTONE AVE | UST-612 | Gasoline Station | 4 | 1984-10-09 | Permanently Closed | 500 | Heating Oil No.2
PROVIDENCE | RAY'S TOWING & SERVICE, INC. | 270 RESERVOIR AVE | UST-15809 | Commercials | 1 | 1984-10-09 | Permanently Closed | 550 | Waste Oil
PROVIDENCE | RAY'S TOWING & SERVICE, INC. | 270 RESERVOIR AVE | UST-15809 | Commercials | 2 | 1984-10-09 | Permanently Closed | 1000 | Heating Oil No.2
PROVIDENCE | RAYMOND PINTO COMMERCIAL PROPERTY | 739 HARTFORD AVE | UST-4288 | Commercials | 1 | 1984-10-09 | Permanently Closed | 500 | Heating Oil No.2
PROVIDENCE | RCG ARMORY PARK VIEW LLC | 41 PARADE ST | UST-4832 | Multiple Residence | 1 | null | Permanently Closed | 1250 | Heating Oil No.2 | Single Walled
PROVIDENCE | RDR REALTY | 1051 CHALKSTONE AVE | UST-3562 | Commercials | 1 | 1950-03-01 | Permanently Closed | 4000 | Heating Oil No.2 | Single Walled
PROVIDENCE | RDR REALTY | 1051 CHALKSTONE AVE | UST-3562 | Commercials | 2 | 1984-10-09 | Permanently Closed | 1000 | Gasoline
PROVIDENCE | RDR REALTY | 1051 CHALKSTONE AVE | UST-3562 | Commercials | 3 | 1984-10-09 | Permanently Closed | 500 | Waste Oil
PROVIDENCE | RDR REALTY | 1051 CHALKSTONE AVE | UST-3562 | Commercials | 4 | 1984-10-09 | Permanently Closed | 10000 | Gasoline
PROVIDENCE | RDR REALTY | 1051 CHALKSTONE AVE | UST-3562 | Commercials | 5 | 1984-10-09 | Permanently Closed | 2000 | Gasoline
PROVIDENCE | RDR REALTY | 1051 CHALKSTONE AVE | UST-3562 | Commercials | 6 | 1984-10-09 | Permanently Closed | 1000 | Gasoline
PROVIDENCE | RDR REALTY | 1051 CHALKSTONE AVE | UST-3562 | Commercials | 7 | 1984-10-09 | Permanently Closed | 500 | Gasoline
PROVIDENCE | RDR REALTY | 1051 CHALKSTONE AVE | UST-3562 | Commercials | 8 | 1984-10-09 | Permanently Closed | 1000 | Gasoline
PROVIDENCE | RDR REALTY | 1051 CHALKSTONE AVE | UST-3562 | Commercials | 9 | 1984-10-09 | Permanently Closed | 1000 | Gasoline
PROVIDENCE | REC REALTY, LLC | 9 HYLESTEAD ST | UST-659 | Commercials | 1 | 1984-10-09 | Permanently Closed | 5000 | Diesel
PROVIDENCE | REC REALTY, LLC | 9 HYLESTEAD ST | UST-659 | Commercials | 2 | 1984-10-09 | Permanently Closed | 5000 | Diesel
PROVIDENCE | REC REALTY, LLC | 9 HYLESTEAD ST | UST-659 | Commercials | 3 | 1984-10-09 | Permanently Closed | 5000 | Gasoline
PROVIDENCE | REC REALTY, LLC | 9 HYLESTEAD ST | UST-659 | Commercials | 4 | 1998-09-14 | In Use | 8000 | Diesel | Double Walled | 1998-09-14
PROVIDENCE | REC REALTY, LLC | 9 HYLESTEAD ST | UST-659 | Commercials | 5 | 1998-09-14 | In Use | 4000 | Gasoline | Double Walled | 1998-09-14
PROVIDENCE | REC REALTY, LLC | 9 HYLESTEAD ST | UST-659 | Commercials | 6 | 1998-09-14 | In Use | 4000 | Gasoline | Double Walled | 1998-09-14
PROVIDENCE | REC REALTY, LLC | 9 HYLESTEAD ST | UST-659 | Commercials | 7 | 2003-01-03 | In Use | 6000 | Diesel | Double Walled | 2003-01-03
PROVIDENCE | REC REALTY, LLC | 9 HYLESTEAD ST | UST-659 | Commercials | 8 | 2003-01-03 | In Use | 4000 | Gasoline | Double Walled | 2003-01-03
PROVIDENCE | RED FOX | 477 SILVER SPRING ST | UST-15622 | Commercials | 1 | 1984-10-09 | Permanently Closed | 4000 | Gasoline
PROVIDENCE | RED FOX | 477 SILVER SPRING ST | UST-15622 | Commercials | 2 | 1984-10-09 | Permanently Closed | 2000 | Gasoline
PROVIDENCE | RED FOX | 477 SILVER SPRING ST | UST-15622 | Commercials | 3 | 1984-10-09 | Permanently Closed | 5000 | Heating Oil No.6
PROVIDENCE | RED FOX SODA/SILVER SPRING ASSOC. | 79 SILVER SPRING ST | UST-16624 | Commercials | 1 | 1984-10-09 | Permanently Closed | 1000 | Heating Oil No.2
PROVIDENCE | REGAL PLATING | 85 SOUTH ST | UST-4442 | Commercials | 1 | 1984-10-09 | Permanently Closed | 5000 | Heating Oil No.4
PROVIDENCE | REGAL PLATING | 85 SOUTH ST | UST-4442 | Commercials | 2 | 1984-10-09 | Permanently Closed | 5000 | Heating Oil No.6
PROVIDENCE | REGENT PLACE CONDOMINIUM ASSOCIATION | 101 REGENT AVE | UST-3850 | Multiple Residence | 1 | 1984-10-09 | Permanently Closed | 5000 | Heating Oil No.2
PROVIDENCE | REGINE PONTIAC, INC. | 193 SMITH ST | UST-491 | Commercials | 1 | 1960-04-01 | Permanently Closed | 2000 | Gasoline
PROVIDENCE | REGINE PONTIAC, INC. | 193 SMITH ST | UST-491 | Commercials | 2 | 1984-10-09 | Permanently Closed | 2000 | Waste Oil
PROVIDENCE | REGINE PONTIAC, INC. | 193 SMITH ST | UST-491 | Commercials | 3 | 1984-10-09 | Permanently Closed | 1500 | Gasoline
PROVIDENCE | REGINE PONTIAC, INC. | 193 SMITH ST | UST-491 | Commercials | 4 | 1984-10-09 | Permanently Closed | 1500 | Gasoline
PROVIDENCE | REGINE PONTIAC, INC. | 193 SMITH ST | UST-491 | Commercials | 5 | 1984-10-09 | Permanently Closed | 1500 | Gasoline
PROVIDENCE | REGINE PONTIAC, INC. | 193 SMITH ST | UST-491 | Commercials | 6 | 1984-10-09 | Permanently Closed | 1500 | Gasoline
PROVIDENCE | REGINE PONTIAC, INC. | 193 SMITH ST | UST-491 | Commercials | 7 | 1984-10-09 | Permanently Closed | 1500 | Gasoline
PROVIDENCE | REGINE PONTIAC, INC. | 193 SMITH ST | UST-491 | Commercials | 8 | 1984-10-09 | Permanently Closed | 10000 | Heating Oil No.4
PROVIDENCE | REGINE PONTIAC, INC. | 193 SMITH ST | UST-491 | Commercials | 9 | 1984-10-09 | Permanently Closed | 2000 | Gasoline
PROVIDENCE | REGOS AUTO BODY | 300 CHALKSTONE AVE | UST-3946 | Commercials | 1 | 1984-10-09 | Permanently Closed | 8000 | Heating Oil No.2
PROVIDENCE | RENAISSANCE PROVIDENCE HOTEL | 5 AVENUE OF THE ARTS | UST-19262 | Commercials | 1 | 2006-12-08 | In Use | 600 | Diesel | Double Walled
PROVIDENCE | RENTAL PROPERTY | 101 DYER ST | UST-18699 | Commercials | 1 | 1984-10-09 | Permanently Closed | 1000 | Heating Oil No.2
PROVIDENCE | RENTAL PROPERTY | 55 - 57 SPRAGUE AVE | UST-18889 | Commercials | 1 | 1984-10-09 | Permanently Closed | 10000 | Unknown
PROVIDENCE | RENTAL PROPERTY | 1112 BROAD ST | UST-19154 | Commercials | 1 | 1984-10-09 | Permanently Closed | 4000 | Gasoline
PROVIDENCE | RENTAL PROPERTY | 1112 BROAD ST | UST-19154 | Commercials | 2 | 1984-10-09 | Permanently Closed | 4000 | Gasoline
PROVIDENCE | RENTAL PROPERTY | 1112 BROAD ST | UST-19154 | Commercials | 3 | 1984-10-09 | Permanently Closed | 4000 | Gasoline
PROVIDENCE | RENTAL PROPERTY | 1112 BROAD ST | UST-19154 | Commercials | 4 | 1984-10-09 | Permanently Closed | 500 | Waste Oil
PROVIDENCE | RENTAL PROPERTY | 1112 BROAD ST | UST-19154 | Commercials | 5 | 1984-10-09 | Permanently Closed | 500 | Heating Oil No.2
PROVIDENCE | RESIDENCE | 36 SHELDON ST | UST-16437 | Commercials | 1 | 1984-10-09 | Permanently Closed | 500 | Gasoline
PROVIDENCE | RESIDENCE | 107-109 DIPASQUALE ST | UST-16468 | Other | 1 | 1984-10-09 | Permanently Closed | 2000 | Kerosene
PROVIDENCE | RESIDENCE | 107-109 DIPASQUALE ST | UST-16468 | Other | 2 | 1984-10-09 | Permanently Closed | 2000 | Heating Oil No.2
PROVIDENCE | RESIDENCE | 292 MORRIS AVE | UST-4577 | Private Residence | 1 | 1984-10-09 | Permanently Closed | 1250 | Heating Oil No.2
PROVIDENCE | RESIDENCE - 78 EAST ORCHARD AVENUE | 78 EAST ORCHARD AVE | UST-4703 | Private Residence | 1 | 1984-10-09 | Permanently Closed | 2000 | Heating Oil No.2
PROVIDENCE | RESIDENCE AT 30 FREEMAN PARKWAY | 30 FREEMAN PKWY | UST-5014 | Private Residence | 1 | null | Permanently Closed | 1500 | Heating Oil No.2
PROVIDENCE | RESIDENCE AT 392 BENEFIT STREET | 392 BENEFIT ST | UST-4977 | Private Residence | 1 | null | Permanently Closed | 2000 | Heating Oil No.2 | Single Walled
PROVIDENCE | RESIDENTIAL BUILDING (20 UNIT) | 74 MAWNEY ST | UST-3870 | Multiple Residence | 1 | 1984-10-09 | Permanently Closed | 1000 | Heating Oil No.2
PROVIDENCE | RESIDENTIAL HOME | 15-17 VERNDALE ST | UST-18332 | Private Residence | 1 | 1984-10-09 | Permanently Closed | 1500 | Heating Oil No.2
PROVIDENCE | RESIDENTIAL HOUSING | 35, 43, 51 THACKERY ST | UST-18211 | Other | 1 | 1984-10-09 | Permanently Closed | 1000 | Heating Oil No.2
PROVIDENCE | RESIDENTIAL HOUSING | 35, 43, 51 THACKERY ST | UST-18211 | Other | 2 | 1984-10-09 | Permanently Closed | 1000 | Heating Oil No.2
PROVIDENCE | RESIDENTIAL HOUSING | 35, 43, 51 THACKERY ST | UST-18211 | Other | 3 | 1984-10-09 | Permanently Closed | 1000 | Heating Oil No.2
PROVIDENCE | RESIDENTIAL PROPERTY | 41 ARLINGTON AVE | UST-4598 | Private Residence | 1 | 1984-10-09 | Permanently Closed | 500 | Gasoline
PROVIDENCE | RESIDENTIAL PROPERTY | 220 BLACKSTONE BLVD | UST-4600 | Private Residence | 1 | 1984-10-09 | Permanently Closed | 2000 | Heating Oil No.2
PROVIDENCE | RESIDENTIAL PROPERTY | 314 BENEFIT ST | UST-4603 | Private Residence | 1 | 1984-10-09 | Permanently Closed | 2000 | Heating Oil No.2
PROVIDENCE | RESIDENTIAL PROPERTY | 106 PROSPECT ST | UST-4620 | Private Residence | 1 | 1984-10-09 | Permanently Closed | 3200 | Heating Oil No.2
PROVIDENCE | RESIDENTIAL PROPERTY | 1582 WESTMINSTER ST | UST-NR-9007 | Multiple Residence | 1 | null | Permanently Closed | 1000 | Heating Oil No.2
PROVIDENCE | REYES GAS STATION, INC. | 1271 BROAD ST | UST-2866 | Gasoline Station | 1 | 1972-10-01 | Permanently Closed | 8000 | Gasoline
PROVIDENCE | REYES GAS STATION, INC. | 1271 BROAD ST | UST-2866 | Gasoline Station | 2 | 1978-10-01 | Permanently Closed | 7000 | Gasoline
PROVIDENCE | REYES GAS STATION, INC. | 1271 BROAD ST | UST-2866 | Gasoline Station | 3 | 1972-10-01 | Permanently Closed | 5000 | Gasoline
PROVIDENCE | REYES GAS STATION, INC. | 1271 BROAD ST | UST-2866 | Gasoline Station | 4 | 1972-10-01 | Permanently Closed | 560 | Waste Oil
PROVIDENCE | REYES GAS STATION, INC. | 1271 BROAD ST | UST-2866 | Gasoline Station | 5 | 1999-04-26 | In Use | 10000 | Gasoline | Double Walled
PROVIDENCE | REYES GAS STATION, INC. | 1271 BROAD ST | UST-2866 | Gasoline Station | 6 | 1999-04-26 | In Use | 6000 | Gasoline | Double Walled
PROVIDENCE | REYES GAS STATION, INC. | 1271 BROAD ST | UST-2866 | Gasoline Station | 7 | 1999-04-26 | In Use | 4000 | Gasoline | Double Walled
PROVIDENCE | REYES GAS STATION, INC. | 1271 BROAD ST | UST-2866 | Gasoline Station | 8 | 1984-10-09 | Permanently Closed | 550 | Heating Oil No.2
PROVIDENCE | RHODE ISLAND ATTORNEY GENERAL'S OFFICE | 150 SOUTH MAIN ST | UST-3307 | State Government | 1 | 1975-03-01 | Permanently Closed | 5000 | Heating Oil No.2
PROVIDENCE | RHODE ISLAND ATTORNEY GENERAL'S OFFICE | 150 SOUTH MAIN ST | UST-3307 | State Government | 2 | 1984-10-09 | Permanently Closed | 500 | Diesel
PROVIDENCE | RHODE ISLAND AUTOMOTIVE | 13 DELAINE ST | UST-17077 | Commercials | 1 | 1984-10-09 | Permanently Closed | 2000 | Heating Oil No.2
PROVIDENCE | RHODE ISLAND AUTOMOTIVE | 13 DELAINE ST | UST-17077 | Commercials | 2 | 1984-10-09 | Permanently Closed | 2000 | Heating Oil No.2
PROVIDENCE | RHODE ISLAND AUTOMOTIVE | 13 DELAINE ST | UST-17077 | Commercials | 3 | 1984-10-09 | Permanently Closed | 1000 | Gasoline
PROVIDENCE | RHODE ISLAND AUTOMOTIVE | 13 DELAINE ST | UST-17077 | Commercials | 4 | 1984-10-09 | Permanently Closed | 1000 | Gasoline
PROVIDENCE | RHODE ISLAND AUTOMOTIVE | 13 DELAINE ST | UST-17077 | Commercials | 5 | 1984-10-09 | Permanently Closed | 5000 | Heating Oil No.2
PROVIDENCE | RHODE ISLAND BUCKLE COMPANY | 1268 EDDY ST | UST-3429 | Commercials | 1 | 1984-10-09 | Permanently Closed | 3000 | Heating Oil No.2
PROVIDENCE | RHODE ISLAND CLEANERS | 279 DEXTER ST | UST-1919 | Commercials | 1 | 1954-05-01 | Permanently Closed | 1000 | Hazardous Substance
PROVIDENCE | RHODE ISLAND CLEANERS | 279 DEXTER ST | UST-1919 | Commercials | 2 | 1954-05-01 | Permanently Closed | 1000 | Hazardous Substance
PROVIDENCE | RHODE ISLAND CLEANERS | 279 DEXTER ST | UST-1919 | Commercials | 3 | 1940-05-01 | Permanently Closed | 1200 | Hazardous Substance
PROVIDENCE | RHODE ISLAND CLEANERS | 279 DEXTER ST | UST-1919 | Commercials | 4 | 1954-05-01 | In Use | 3000 | Heating Oil No.2
PROVIDENCE | RHODE ISLAND COLLEGE | 600 MT. PLEASANT AVE | UST-3281 | Education State | 1 | 1984-10-09 | Permanently Closed | 20000 | Heating Oil No.2
PROVIDENCE | RHODE ISLAND COLLEGE | 600 MT. PLEASANT AVE | UST-3281 | Education State | 2 | 1984-10-09 | Permanently Closed | 500 | Unknown
PROVIDENCE | RHODE ISLAND COLLEGE | 600 MT. PLEASANT AVE | UST-3281 | Education State | 3 | 1984-10-09 | Permanently Closed | 1000 | Diesel
PROVIDENCE | RHODE ISLAND COLLEGE | 600 MT. PLEASANT AVE | UST-3281 | Education State | 4 | 1984-10-09 | Permanently Closed | 500 | Diesel
PROVIDENCE | RHODE ISLAND COLLEGE | 600 MT. PLEASANT AVE | UST-3281 | Education State | 5 | 1984-10-09 | Permanently Closed | 500 | Gasoline
PROVIDENCE | RHODE ISLAND COLLEGE | 600 MT. PLEASANT AVE | UST-3281 | Education State | 6 | 1984-10-09 | Permanently Closed | 500 | Gasoline
PROVIDENCE | RHODE ISLAND COLLEGE | 600 MT. PLEASANT AVE | UST-3281 | Education State | 7 | 1984-10-09 | Permanently Closed | 500 | Heating Oil No.2
PROVIDENCE | RHODE ISLAND COLLEGE | 600 MT. PLEASANT AVE | UST-3281 | Education State | 8 | 1984-10-09 | Permanently Closed | 10000 | Heating Oil No.6
PROVIDENCE | RHODE ISLAND COLLEGE | 600 MT. PLEASANT AVE | UST-3281 | Education State | 9 | 1959-01-01 | Permanently Closed | 20000 | Heating Oil No.6
PROVIDENCE | RHODE ISLAND COLLEGE | 600 MT. PLEASANT AVE | UST-3281 | Education State | 10 | 1984-10-09 | Permanently Closed | 1000 | Unknown
PROVIDENCE | RHODE ISLAND COLLEGE | 600 MT. PLEASANT AVE | UST-3281 | Education State | 11 | 1999-06-01 | Permanently Closed | 1000 | Diesel | Double Walled
PROVIDENCE | RHODE ISLAND COLLEGE | 600 MT. PLEASANT AVE | UST-3281 | Education State | 12 | 1999-06-01 | Permanently Closed | 1000 | Heating Oil No.2 | Double Walled
PROVIDENCE | RHODE ISLAND COLLEGE | 600 MT. PLEASANT AVE | UST-3281 | Education State | 13 | 2007-05-14 | In Use | 20000 | Heating Oil No.2 | Double Walled
PROVIDENCE | RHODE ISLAND COLLEGE | 600 MT. PLEASANT AVE | UST-3281 | Education State | 14 | 2007-05-14 | In Use | 20000 | Heating Oil No.2 | Double Walled
PROVIDENCE | RHODE ISLAND CONVENTION CENTER | 1 SABIN ST | UST-3413 | State Government | 1 | 1993-07-20 | Permanently Closed | 4000 | Diesel | Double Walled | 1993-07-20
PROVIDENCE | RHODE ISLAND CONVENTION CENTER | 1 SABIN ST | UST-3413 | State Government | 2 | 1984-10-09 | Permanently Closed | 500 | Unknown
PROVIDENCE | RHODE ISLAND DEPARTMENT OF TRANSPORTATION | 480 BENEFIT ST | UST-19047 | State Government | 1 | 1984-10-09 | Permanently Closed | 1500 | Heating Oil No.2
PROVIDENCE | RHODE ISLAND DEPARTMENT OF TRANSPORTATION | 508 BENEFIT ST | UST-19059 | State Government | 1 | 1984-10-09 | Permanently Closed | 1000 | Heating Oil No.2
PROVIDENCE | RHODE ISLAND DEPARTMENT OF TRANSPORTATION | 614 SOUTH MAIN ST | UST-19056 | State Government | 1 | 1984-10-09 | Permanently Closed | 200 | Heating Oil No.2
PROVIDENCE | RHODE ISLAND DEPARTMENT OF TRANSPORTATION | 68 TRAVERSE ST | UST-3928 | State Government | 1 | 1984-10-09 | Abandoned | 1000 | Heating Oil No.2
PROVIDENCE | RHODE ISLAND DEPARTMENT OF TRANSPORTATION | 158-164 CRARY ST | UST-3896 | State Government | 1 | 1984-10-09 | Permanently Closed | 7000 | Heating Oil No.2
PROVIDENCE | RHODE ISLAND DEPARTMENT OF TRANSPORTATION PROPERTY | 153 PUBLIC ST | UST-4053 | State Government | 1 | 1984-10-09 | Permanently Closed | 1000 | Unknown
PROVIDENCE | RHODE ISLAND HOSPITAL | 593 EDDY ST | UST-3008 | Other | 1 | 1977-03-01 | Permanently Closed | 3000 | Gasoline
PROVIDENCE | RHODE ISLAND HOSPITAL | 593 EDDY ST | UST-3008 | Other | 2 | 1984-10-09 | Permanently Closed | 1000 | Gasoline
PROVIDENCE | RHODE ISLAND HOSPITAL | 593 EDDY ST | UST-3008 | Other | 3 | 1984-10-09 | Permanently Closed | 1000 | Gasoline
PROVIDENCE | RHODE ISLAND HOSPITAL | 593 EDDY ST | UST-3008 | Other | 4 | 1984-10-09 | Permanently Closed | 2000 | Gasoline
PROVIDENCE | RHODE ISLAND HOSPITAL | 593 EDDY ST | UST-3008 | Other | 5 | 1984-10-09 | Permanently Closed | 3000 | Hazardous Substance
PROVIDENCE | RHODE ISLAND HOSPITAL | 593 EDDY ST | UST-3008 | Other | 6 | 1984-10-09 | Permanently Closed | 1500 | Hazardous Substance
PROVIDENCE | RHODE ISLAND HOSPITAL | 593 EDDY ST | UST-3008 | Other | 7 | 1984-10-09 | Permanently Closed | 1500 | Hazardous Substance
PROVIDENCE | RHODE ISLAND HOSPITAL | 593 EDDY ST | UST-3008 | Other | 8 | 1984-10-09 | Permanently Closed | 1500 | Hazardous Substance
PROVIDENCE | RHODE ISLAND HOSPITAL | 593 EDDY ST | UST-3008 | Other | 9 | 1984-10-09 | Permanently Closed | 1500 | Hazardous Substance
PROVIDENCE | RHODE ISLAND HOSPITAL | 593 EDDY ST | UST-3008 | Other | 10 | 1984-10-09 | Permanently Closed | 1000 | Heating Oil No.2
PROVIDENCE | RHODE ISLAND HOSPITAL | 593 EDDY ST | UST-3008 | Other | 11 | 1998-12-17 | In Use | 3000 | Gasoline |  | 2019-02-25
PROVIDENCE | RHODE ISLAND HOSPITAL | 593 EDDY ST | UST-3008 | Other | 12 | 1984-10-09 | Permanently Closed | 500 | Heating Oil No.2
PROVIDENCE | RHODE ISLAND HOSPITAL | 593 EDDY ST | UST-3008 | Other | 13 | 1984-10-09 | Permanently Closed | 500 | Heating Oil No.2
PROVIDENCE | RHODE ISLAND HOSPITAL | 593 EDDY ST | UST-3008 | Other | 14 | 1984-10-09 | Permanently Closed | 500 | Heating Oil No.2
PROVIDENCE | RHODE ISLAND HOSPITAL | 593 EDDY ST | UST-3008 | Other | 15 | 1984-10-09 | Permanently Closed | 1000 | Heating Oil No.2
PROVIDENCE | RHODE ISLAND HOSPITAL | 593 EDDY ST | UST-3008 | Other | 16 | 1993-01-02 | In Use | 33000 | Heating Oil No.6 | Double Walled
PROVIDENCE | RHODE ISLAND HOSPITAL | 593 EDDY ST | UST-3008 | Other | 17 | 1993-01-02 | In Use | 33000 | Heating Oil No.6 | Double Walled
PROVIDENCE | RHODE ISLAND HOSPITAL | 593 EDDY ST | UST-3008 | Other | 18 | 1993-01-02 | In Use | 33000 | Heating Oil No.6 | Double Walled
PROVIDENCE | RHODE ISLAND HOSPITAL | WILLARD ST | UST-16496 | Other | 1 | 1984-10-09 | Permanently Closed | 500 | Heating Oil No.2
PROVIDENCE | RHODE ISLAND HOUSING - ADVENT APARTMENTS | 336 WASHINGTON ST | UST-4691 | Multiple Residence | 1 | 1984-10-09 | Permanently Closed | 2500 | Heating Oil No.2 | Single Walled
PROVIDENCE | RHODE ISLAND MEALS ON WHEELS | 924 BROAD ST | UST-18253 | Commercials | 1 | 1984-10-09 | Permanently Closed | 500 | Heating Oil No.2
PROVIDENCE | RHODE ISLAND MEDICAL SOCIETY | 106 FRANCIS ST | ust-19097 | Commercials | 1 | 1984-10-09 | Permanently Closed | 3000 | Heating Oil No.2
PROVIDENCE | RHODE ISLAND NATIONAL GUARD | 1051 NORTH MAIN ST | UST-16839 | State Government | 1 | 1984-10-09 | Permanently Closed | 5000 | Heating Oil No.2
PROVIDENCE | RHODE ISLAND NATIONAL GUARD | 1051 NORTH MAIN ST | UST-16839 | State Government | 2 | 1984-10-09 | Permanently Closed | 25 | Gasoline
PROVIDENCE | RHODE ISLAND SCHOOL OF DESIGN | 187 BENEFIT ST | UST-18930 | Education Private | 1 | 1984-10-09 | Permanently Closed | 1000 | Heating Oil No.2
PROVIDENCE | RHODE ISLAND SCHOOL OF DESIGN | 2 COLLEGE ST | UST-4191 | Education Private | 1 | 1984-10-09 | Permanently Closed | 3000 | Heating Oil No.2
PROVIDENCE | RHODE ISLAND SCHOOL OF DESIGN | 30 WATERMAN ST | UST-4820 | Education Private | 1 | null | Permanently Closed | 550 | Heating Oil No.2 | Single Walled
PROVIDENCE | RHODE ISLAND SCHOOL OF DESIGN (CHACE CENTER) | 9 NORTH MAIN ST | UST-18244 | Education Private | 1 | 1984-10-09 | Permanently Closed | 2000 | Other
PROVIDENCE | RHODE ISLAND SCHOOL OF DESIGN (CHACE CENTER) | 9 NORTH MAIN ST | UST-18244 | Education Private | 2 | 2007-06-18 | In Use | 25000 | Diesel | Double Walled | 2007-06-18
PROVIDENCE | RHODE ISLAND STATE EMPLOYEES CREDIT UNION | 160 FRANCIS ST | UST-19126 | Commercials | 1 | 1984-10-09 | Permanently Closed | 750 | Waste Oil
PROVIDENCE | RHODE ISLAND STATE HOUSE | 82 SMITH ST | UST-2369 | State Government | 1 | 1965-09-01 | Permanently Closed | 1000 | Gasoline
PROVIDENCE | RHODE ISLAND STATE HOUSE | 82 SMITH ST | UST-2369 | State Government | 2 | 1984-10-09 | Permanently Closed | 10000 | Heating Oil No.6
PROVIDENCE | RHODE ISLAND STATE HOUSE | 82 SMITH ST | UST-2369 | State Government | 3 | 1992-05-18 | Permanently Closed | 2500 | Diesel | Double Walled | 1992-05-18
PROVIDENCE | RHODE ISLAND TOOL COMPANY, INC. | 148 WEST RIVER ST | UST-1010 | Industrial | 1 | 1997-04-25 | Permanently Closed | 10000 | Heating Oil No.2
PROVIDENCE | RHODE ISLAND TOOL COMPANY, INC. | 148 WEST RIVER ST | UST-1010 | Industrial | 2 | 1997-04-25 | Permanently Closed | 6000 | Heating Oil No.2
PROVIDENCE | RHODE ISLAND TOOL COMPANY, INC. | 148 WEST RIVER ST | UST-1010 | Industrial | 3 | 1997-04-25 | Permanently Closed | 10000 | Heating Oil No.6
PROVIDENCE | RHODE ISLAND TOOL COMPANY, INC. | 148 WEST RIVER ST | UST-1010 | Industrial | 4 | 1997-04-25 | Permanently Closed | 5000 | Heating Oil No.4
PROVIDENCE | RHODE ISLAND TOOL COMPANY, INC. | 148 WEST RIVER ST | UST-1010 | Industrial | 5 | 1997-04-25 | Permanently Closed | 10000 | Unknown
PROVIDENCE | RHODE ISLAND TOOL COMPANY, INC. | 148 WEST RIVER ST | UST-1010 | Industrial | 6 | 1984-10-09 | Permanently Closed | 35000 | Heating Oil No.6
PROVIDENCE | RHODE ISLAND TOOL COMPANY, INC. | 148 WEST RIVER ST | UST-1010 | Industrial | 7 | 1984-10-09 | Permanently Closed | 10000 | Lubricating/Cutting Oil
PROVIDENCE | RHODE ISLAND TRANSMISSION | 55 MOUNT PLEASANT AVE | UST-4943 | Commercials | 1 | null | Permanently Closed | 1000 | Gasoline
PROVIDENCE | RHODE ISLAND TRANSMISSION | 55 MOUNT PLEASANT AVE | UST-4943 | Commercials | 2 | null | Permanently Closed | 2000 | Gasoline
PROVIDENCE | RHODE ISLAND YACHT CLUB | 1 OCEAN AVE | UST-15457 | Commercials | 1 | 1984-10-09 | Permanently Closed | 3000 | Gasoline
PROVIDENCE | RHODE ISLAND YACHT CLUB | 1 OCEAN AVE | UST-15457 | Commercials | 2 | 1984-10-09 | Permanently Closed | 3000 | Gasoline
PROVIDENCE | RHODY TRANSPORTATION, INC. | 71 DERRY ST | UST-2814 | Commercials | 1 | 1984-10-09 | Permanently Closed | 3000 | Diesel
PROVIDENCE | RHODY TRANSPORTATION, INC. | 71 DERRY ST | UST-2814 | Commercials | 2 | 1984-10-09 | Permanently Closed | 2000 | Heating Oil No.2
PROVIDENCE | RHODY TRANSPORTATION, INC. | 71 DERRY ST | UST-2814 | Commercials | 3 | 1984-10-09 | Permanently Closed | 450 | Heating Oil No.4
PROVIDENCE | RI ARMY NAT'L GUARD-SHOP #1 | 51 STENTON AVE | UST-1463 | State Government | 1 | 1940-09-01 | Permanently Closed | 5000 | Diesel
PROVIDENCE | RI ARMY NAT'L GUARD-SHOP #1 | 51 STENTON AVE | UST-1463 | State Government | 2 | 1959-09-01 | Permanently Closed | 5000 | Gasoline
PROVIDENCE | RI ARMY NAT'L GUARD-SHOP #1 | 51 STENTON AVE | UST-1463 | State Government | 3 | 1984-09-01 | Permanently Closed | 500 | Waste Oil
PROVIDENCE | RI AUDITORIUM (EMPTY LOT) | 1111 NORTH MAIN ST | UST-15714 | Other | 1 | 1984-10-09 | Permanently Closed | 1000 | Hazardous Substance
PROVIDENCE | RI AUDITORIUM (EMPTY LOT) | 1111 NORTH MAIN ST | UST-15714 | Other | 2 | 1984-10-09 | Permanently Closed | 1000 | Hazardous Substance
PROVIDENCE | RI AUDITORIUM (EMPTY LOT) | 1111 NORTH MAIN ST | UST-15714 | Other | 3 | 1984-10-09 | Permanently Closed | 1000 | Hazardous Substance
PROVIDENCE | RI AUDITORIUM (EMPTY LOT) | 1111 NORTH MAIN ST | UST-15714 | Other | 4 | 1984-10-09 | Permanently Closed | 1000 | Hazardous Substance
PROVIDENCE | RI AUDITORIUM (EMPTY LOT) | 1111 NORTH MAIN ST | UST-15714 | Other | 5 | 1984-10-09 | Permanently Closed | 1000 | Hazardous Substance
PROVIDENCE | RI CENTRAL CREDIT UNION | 518 HARTFORD AVE | UST-16449 | Other | 1 | 1984-10-09 | Permanently Closed | 750 | Waste Oil
PROVIDENCE | RI CONVENTION CENTER PARKING LOT | 75 CLIFFORD ST | UST-4814 | State Government | 1 | null | Permanently Closed | 500 | Unknown
PROVIDENCE | RI CONVENTION CENTER PARKING LOT | 75 CLIFFORD ST | UST-4814 | State Government | 2 | null | Permanently Closed | 3000 | Diesel
PROVIDENCE | RI DEPARTMENT OF ADMINISTRATION | STATE ST | UST-15750 | State Government | 1 | 1984-10-09 | Permanently Closed | 1000 | Diesel
PROVIDENCE | RI DEPT. OF TRANSPORTATION | COMMERCE ST | UST-19297 | State Government | 1 | 1984-10-09 | Permanently Closed | 2000 | Gasoline
PROVIDENCE | RI DEPT. OF TRANSPORTATION | COMMERCE ST | UST-19297 | State Government | 2 | 1984-10-09 | Permanently Closed | 2000 | Gasoline
PROVIDENCE | RI DIV. OF PARKS AND REC. WAREHOUSE | 230 WARWICK AVE | UST-1492 | State Government | 1 | 1961-04-01 | Permanently Closed | 1000 | Heating Oil No.2
PROVIDENCE | RI DOT | 100 HARRIS ST | UST-18536 | Commercials | 1 | 1984-10-09 | Permanently Closed | 8000 | Heating Oil No.2
PROVIDENCE | RI HOSPITAL TRUST | CADILLAC DR | UST-15555 | Commercials | 1 | 1984-10-09 | Permanently Closed | 1000 | Heating Oil No.2
PROVIDENCE | RI HOSPITAL TRUST | CADILLAC DR | UST-15555 | Commercials | 2 | 1984-10-09 | Permanently Closed | 15000 | Heating Oil No.2
PROVIDENCE | RI HOSPITAL TRUST NATIONAL BANK | 75 BAKER ST | UST-3590 | Commercials | 1 | 1984-10-09 | Permanently Closed | 5000 | Heating Oil No.2
PROVIDENCE | RI HOSPITAL TRUST NATIONAL BANK | 75 BAKER ST | UST-3590 | Commercials | 2 | 1984-10-09 | Permanently Closed | 2000 | Heating Oil No.2
PROVIDENCE | RI HOSPITAL TRUST NATIONAL BANK | 15 WESTMINSTER ST | UST-3591 | Commercials | 1 | 1984-10-09 | Permanently Closed | 10000 | Heating Oil No.2
PROVIDENCE | RI PUBLIC BUILDING AUTHORITY (RI DOT) | STATE & SMITH ST | UST-16346 | State Government | 1 | 1984-10-09 | Permanently Closed | 1000 | Heating Oil No.2
PROVIDENCE | RI SERVICE CENTER | 95 CARPENTER ST | UST-15207 | Other | 1 | 1984-10-09 | Permanently Closed | 2000 | Gasoline
PROVIDENCE | RI SERVICE CENTER | 95 CARPENTER ST | UST-15207 | Other | 2 | 1984-10-09 | Permanently Closed | 3000 | Gasoline
PROVIDENCE | RI SERVICE CENTER | 87 CARPENTER ST | UST-16255 | Commercials | 1 | 1984-10-09 | Permanently Closed | 275 | Waste Oil
PROVIDENCE | RI TRADE SHOP | 425 FOUNTAIN ST | UST-3143 | Commercials | 1 | 1984-10-09 | Permanently Closed | 6000 | Unknown
PROVIDENCE | RI TRADE SHOP | 425 FOUNTAIN ST | UST-3143 | Commercials | 2 | 1984-10-09 | Permanently Closed | 1000 | Heating Oil No.2
PROVIDENCE | RI TRADE SHOP | 425 FOUNTAIN ST | UST-3143 | Commercials | 3 | 1984-10-09 | Permanently Closed | 7000 | Gasoline
PROVIDENCE | RI TRADE SHOP | 425 FOUNTAIN ST | UST-3143 | Commercials | 4 | 1984-10-09 | Permanently Closed | 550 | Waste Oil
PROVIDENCE | RI TRADE SHOP | 425 FOUNTAIN ST | UST-3143 | Commercials | 5 | 1984-10-09 | Permanently Closed | 550 | Waste Oil
PROVIDENCE | RI WELDING & FABRICATING CO. | 43 TURNER ST | UST-1617 | Industrial | 1 | 1966-05-01 | Permanently Closed | 2000 | Gasoline
PROVIDENCE | RI WELDING & FABRICATING CO. | 43 TURNER ST | UST-1617 | Industrial | 2 | 1977-05-01 | Permanently Closed | 2000 | Gasoline
PROVIDENCE | RI WELDING & FABRICATING CO. | 43 TURNER ST | UST-1617 | Industrial | 3 | 1984-10-09 | Permanently Closed | 1000 | Diesel
PROVIDENCE | RI0012 | 442 MANTON AVE | UST-2239 | Gasoline Station | 1 | 1980-07-01 | Permanently Closed | 4000 | Gasoline
PROVIDENCE | RI0012 | 442 MANTON AVE | UST-2239 | Gasoline Station | 2 | 1980-07-01 | Permanently Closed | 4000 | Gasoline
PROVIDENCE | RI0012 | 442 MANTON AVE | UST-2239 | Gasoline Station | 3 | 1980-07-01 | Permanently Closed | 4000 | Gasoline
PROVIDENCE | RI0012 | 442 MANTON AVE | UST-2239 | Gasoline Station | 4 | 1984-10-09 | Permanently Closed | 1000 | Waste Oil
PROVIDENCE | RI0012 | 442 MANTON AVE | UST-2239 | Gasoline Station | 5 | 1998-07-23 | Permanently Closed | 15000 | Gasoline | Double Walled
PROVIDENCE | RI0012 | 442 MANTON AVE | UST-2239 | Gasoline Station | 6 | 1998-07-23 | Permanently Closed | 8000 | Gasoline | Double Walled
PROVIDENCE | RI0012 | 442 MANTON AVE | UST-2239 | Gasoline Station | 7 | 1998-07-23 | Permanently Closed | 4000 | Gasoline | Double Walled
PROVIDENCE | RI0012 | 442 MANTON AVE | UST-2239 | Gasoline Station | 8 | 1984-10-09 | Permanently Closed | 2000 | Unknown
PROVIDENCE | RI0012 | 442 MANTON AVE | UST-2239 | Gasoline Station | 9 | 2007-01-15 | In Use | 20000 | Gasoline | Double Walled | 2007-01-15
PROVIDENCE | RI0012 | 442 MANTON AVE | UST-2239 | Gasoline Station | 10 | 2007-01-15 | In Use | 8000 | Gasoline | Double Walled | 2007-01-15
PROVIDENCE | RI0012 | 442 MANTON AVE | UST-2239 | Gasoline Station | 11 | 2007-01-15 | In Use | 12000 | Diesel | Double Walled | 2007-01-15
PROVIDENCE | RI0013 | 83 POINT ST | UST-872 | Gasoline Station | 1 | 1982-04-01 | Permanently Closed | 10000 | Gasoline
PROVIDENCE | RI0013 | 83 POINT ST | UST-872 | Gasoline Station | 2 | 1982-04-01 | Permanently Closed | 10000 | Gasoline
PROVIDENCE | RI0013 | 83 POINT ST | UST-872 | Gasoline Station | 3 | 1982-04-01 | Permanently Closed | 10000 | Gasoline
PROVIDENCE | RI0013 | 83 POINT ST | UST-872 | Gasoline Station | 4 | 1982-04-01 | Permanently Closed | 10000 | Diesel
PROVIDENCE | RI0013 | 83 POINT ST | UST-872 | Gasoline Station | 5 | 1952-04-01 | Permanently Closed | 5750 | Gasoline
PROVIDENCE | RI0013 | 83 POINT ST | UST-872 | Gasoline Station | 6 | 1984-04-01 | Permanently Closed | 6000 | Kerosene
PROVIDENCE | RI0013 | 83 POINT ST | UST-872 | Gasoline Station | 7 | 1984-10-09 | Permanently Closed | 550 | Mixture
PROVIDENCE | RI0013 | 83 POINT ST | UST-872 | Gasoline Station | 8 | 1984-10-09 | Permanently Closed | 250 | Heating Oil No.2
PROVIDENCE | RI0013 | 83 POINT ST | UST-872 | Gasoline Station | 9 | 1997-11-13 | In Use | 10000 | Gasoline | Double Walled | 1997-11-13
PROVIDENCE | RI0013 | 83 POINT ST | UST-872 | Gasoline Station | 10 | 1997-11-13 | In Use | 10000 | Gasoline | Double Walled | 1997-11-13
PROVIDENCE | RI0013 | 83 POINT ST | UST-872 | Gasoline Station | 11 | 1997-11-13 | In Use | 10000 | Gasoline | Double Walled | 1997-11-13
PROVIDENCE | RI0013 | 83 POINT ST | UST-872 | Gasoline Station | 12 | 1997-11-13 | In Use | 10000 | Kerosene | Double Walled | 1997-11-13
PROVIDENCE | RI0013 | 83 POINT ST | UST-872 | Gasoline Station | 13 | 1997-11-13 | In Use | 10000 | Diesel | Double Walled | 1997-11-13
PROVIDENCE | RI0013 | 83 POINT ST | UST-872 | Gasoline Station | 14 | 1997-11-13 | Permanently Closed | 600 | Mixture | Double Walled | 1997-09-01
PROVIDENCE | RI0013 | 83 POINT ST | UST-872 | Gasoline Station | 15 | null | Permanently Closed | 1000 | Unknown
PROVIDENCE | RIALTO FURNITURE | 333 ATWELLS AVE | UST-2303 | Commercials | 1 | 1969-08-01 | Permanently Closed | 1000 | Heating Oil No.2
PROVIDENCE | RICHARD TAYLOR RESIDENCE | 37 COOKE ST | UST-19118 | Private Residence | 1 | 1984-10-09 | Permanently Closed | 3000 | Heating Oil No.2
PROVIDENCE | RICHARD'S SERVICE STATION | 778 CHARLES ST | UST-259 | Gasoline Station | 1 | 1984-10-09 | Permanently Closed | 3000 | Gasoline
PROVIDENCE | RICHARD'S SERVICE STATION | 778 CHARLES ST | UST-259 | Gasoline Station | 2 | 1984-10-09 | Permanently Closed | 3000 | Gasoline
PROVIDENCE | RICHARD'S SERVICE STATION | 778 CHARLES ST | UST-259 | Gasoline Station | 3 | 1984-10-09 | Permanently Closed | 3000 | Gasoline
PROVIDENCE | RICHMOND BUILDING #34 | 270 WEYBOSSET ST | UST-3526 | Other | 1 | 1984-10-09 | Permanently Closed | 2000 | Heating Oil No.2
PROVIDENCE | RIDOT - CONTRACT 17 WATERFRONT PARKS | SOUTH WATER STREET @ PROVIDENCE RIVER | UST-4821 | State Government | 1 | null | Permanently Closed | 10000 | Heating Oil No.2
PROVIDENCE | RIDOT - CONTRACT 17 WATERFRONT PARKS | SOUTH WATER STREET @ PROVIDENCE RIVER | UST-4821 | State Government | 2 | null | Permanently Closed | 200 | Unknown | Single Walled
PROVIDENCE | RIDOT - CONTRACT 17 WATERFRONT PARKS | SOUTH WATER STREET @ PROVIDENCE RIVER | UST-4821 | State Government | 3 | null | Permanently Closed | 10000 | Heating Oil No.2
PROVIDENCE | RIDOT - CONTRACT 17 WATERFRONT PARKS | SOUTH WATER STREET @ PROVIDENCE RIVER | UST-4821 | State Government | 4 | null | Permanently Closed | 10000 | Heating Oil No.2
PROVIDENCE | RIPTA (PARATRANSIT CONSTRUCTION SITE) | 705 ELMWOOD AVE | UST-4283 | State Government | 1 | 1984-10-09 | Permanently Closed | 1000 | Gasoline
PROVIDENCE | RISD - BAYARD EWING BUILDING | 231 SOUTH MAIN ST | UST-3456 | Education Private | 1 | 1984-10-09 | Permanently Closed | 15000 | Heating Oil No.2
PROVIDENCE | RISD - BAYARD EWING BUILDING | 231 SOUTH MAIN ST | UST-3456 | Education Private | 2 | 2000-06-30 | Permanently Closed | 6000 | Heating Oil No.2 | Double Walled
PROVIDENCE | RISD PROPERTY - 71 ANGELL STREET | 71 ANGELL ST | UST-4870 | Education Private | 1 | null | Permanently Closed | 500 | Heating Oil No.2
PROVIDENCE | RISD WHAT CHEER GARAGE BUILDING | 28 MEETING ST | UST-4673 | Other | 1 | 1984-10-09 | Permanently Closed | 5000 | Heating Oil No.2 | Single Walled
PROVIDENCE | RIVER HOUSE PROJECT OWNER, LLC | 11 POINT ST | UST-4780 | Commercials | 1 | 1984-10-09 | Permanently Closed | 1000 | Heating Oil No.2
PROVIDENCE | RIVER HOUSE PROJECT OWNER, LLC | 11 POINT ST | UST-4780 | Commercials | 2 | 1984-10-09 | Permanently Closed | 500 | Heating Oil No.2
PROVIDENCE | RIVER HOUSE PROJECT OWNER, LLC | 11 POINT ST | UST-4780 | Commercials | 3 | 1984-10-09 | Permanently Closed | 1000 | Heating Oil No.2
PROVIDENCE | RIVEREDGE VILLAGE ASSOCIATES | 993 MANTON AVE | UST-18178 | Commercials | 1 | 1981-03-01 | Permanently Closed | 0 | Diesel
PROVIDENCE | RIVERSIDE MILLS COMPLEX | 50 ALEPPO ST | UST-18913 | City/Town Government | 1 | 1984-10-09 | Permanently Closed | 7000 | Heating Oil No.6
PROVIDENCE | RIVERSIDE MILLS COMPLEX | 50 ALEPPO ST | UST-18913 | City/Town Government | 2 | 1984-10-09 | Permanently Closed | 7000 | Heating Oil No.6
PROVIDENCE | RIVERSIDE MILLS COMPLEX | 50 ALEPPO ST | UST-18913 | City/Town Government | 3 | 1984-10-09 | Permanently Closed | 7000 | Heating Oil No.6
PROVIDENCE | RIVERSIDE MILLS COMPLEX | 50 ALEPPO ST | UST-18913 | City/Town Government | 4 | 1984-10-09 | Permanently Closed | 7000 | Heating Oil No.6
PROVIDENCE | RIVERSIDE MILLS COMPLEX | 50 ALEPPO ST | UST-18913 | City/Town Government | 5 | 1984-10-09 | Permanently Closed | 100000 | Heating Oil No.6
PROVIDENCE | RIVERSIDE MILLS COMPLEX | 50 ALEPPO ST | UST-18913 | City/Town Government | 6 | 1984-10-09 | Abandoned | 500 | Heating Oil No.2
PROVIDENCE | RIVERSIDE MILLS COMPLEX | 50 ALEPPO ST | UST-18913 | City/Town Government | 7 | 1984-10-09 | Permanently Closed | 20000 | Unknown
PROVIDENCE | RKC, LLC | 414 SILVER SPRING ST | UST-4103 | Commercials | 1 | 1984-10-09 | Permanently Closed | 2000 | Gasoline
PROVIDENCE | ROBERT & MARJORIE REIDY | 1660 BROAD ST | UST-18010 | Commercials | 1 | 1984-10-09 | Permanently Closed | 500 | Heating Oil No.2
PROVIDENCE | ROBERT CAMPELLONE PROPERTY | 294 ATWELLS AVE | UST-19185 | Commercials | 1 | 1984-10-09 | Permanently Closed | 1000 | Heating Oil No.2
PROVIDENCE | ROBERT GOODWIN SIDING COMPANY | 40 RIVER AVE | UST-18224 | Industrial | 1 | 1984-10-09 | Permanently Closed | 5000 | Heating Oil No.4
PROVIDENCE | ROBERT GOODWIN SIDING COMPANY | 40 RIVER AVE | UST-18224 | Industrial | 2 | 1984-10-09 | In Use | 500 | Heating Oil No.2
PROVIDENCE | ROBERT HODER (RENTAL PROP) | 351 HOPE ST | UST-15266 | Commercials | 1 | 1984-10-09 | Permanently Closed | 1000 | Heating Oil No.2
PROVIDENCE | ROBERT HODER (RENTAL PROP) | 351 HOPE ST | UST-15266 | Commercials | 2 | 1984-10-09 | Permanently Closed | 275 | Heating Oil No.2
PROVIDENCE | ROBERT HODER (RENTAL PROP) | 351 HOPE ST | UST-15266 | Commercials | 3 | 1984-10-09 | Permanently Closed | 275 | Heating Oil No.2
PROVIDENCE | ROBERT HODER (RENTAL PROP) | 351 HOPE ST | UST-15266 | Commercials | 4 | 1984-10-09 | Permanently Closed | 275 | Heating Oil No.2
PROVIDENCE | ROBERT M. PAOLINO PROPERTY | 259 CARPENTER ST | UST-3941 | Commercials | 1 | 1984-10-09 | Permanently Closed | 1000 | Heating Oil No.2
PROVIDENCE | ROCHAMBEAU AVENUE FIRE STATION | 270 ROCHAMBEAU AVE | UST-3265 | City/Town Government | 1 | 1984-10-09 | Permanently Closed | 500 | Heating Oil No.2
PROVIDENCE | ROCHAMBEAU AVENUE FIRE STATION | 270 ROCHAMBEAU AVE | UST-3265 | City/Town Government | 2 | 1984-10-09 | Permanently Closed | 500 | Diesel
PROVIDENCE | ROCHAMBEAU AVENUE FIRE STATION | 270 ROCHAMBEAU AVE | UST-3265 | City/Town Government | 3 | 1984-10-09 | Permanently Closed | 1000 | Heating Oil No.2
PROVIDENCE | ROGER WILLIAMS BUILDING | HAYES ST | UST-18220 | Commercials | 1 | 1984-10-09 | Permanently Closed | 1000 | Heating Oil No.2
PROVIDENCE | ROGER WILLIAMS GENERAL HOSPITAL | 825 CHALKSTONE AVE | UST-1462 | Other | 1 | 1962-12-01 | Permanently Closed | 560 | Mixture
PROVIDENCE | ROGER WILLIAMS GENERAL HOSPITAL | 825 CHALKSTONE AVE | UST-1462 | Other | 2 | 1958-12-01 | Permanently Closed | 1000 | Mixture
PROVIDENCE | ROGER WILLIAMS GENERAL HOSPITAL | 825 CHALKSTONE AVE | UST-1462 | Other | 3 | 1981-12-01 | Permanently Closed | 2000 | Diesel
PROVIDENCE | ROGER WILLIAMS GENERAL HOSPITAL | 825 CHALKSTONE AVE | UST-1462 | Other | 4 | 1992-12-01 | In Use | 30000 | Heating Oil No.6 | Double Walled
PROVIDENCE | ROGER WILLIAMS NAT'L MEMORIAL | 282 NORTH MAIN ST | UST-15035 | Other | 1 | 1984-10-09 | Permanently Closed | 9999 | Unknown
PROVIDENCE | ROGER WILLIAMS PARK | 1000 ELMWOOD AVE | UST-3137 | City/Town Government | 1 | 1974-09-01 | Permanently Closed | 500 | Heating Oil No.2
PROVIDENCE | ROGER WILLIAMS PARK | 1000 ELMWOOD AVE | UST-3137 | City/Town Government | 2 | 1976-09-01 | In Use | 2000 | Heating Oil No.2 | Single Walled
PROVIDENCE | ROGER WILLIAMS PARK | 1000 ELMWOOD AVE | UST-3137 | City/Town Government | 3 | 1965-09-01 | Permanently Closed | 500 | Heating Oil No.2
PROVIDENCE | ROGER WILLIAMS PARK | 1000 ELMWOOD AVE | UST-3137 | City/Town Government | 4 | 1965-09-01 | Permanently Closed | 500 | Heating Oil No.2
PROVIDENCE | ROGER WILLIAMS PARK | 1000 ELMWOOD AVE | UST-3137 | City/Town Government | 5 | 1984-10-09 | Permanently Closed | 1000 | Diesel
PROVIDENCE | ROGER WILLIAMS PARK | 1000 ELMWOOD AVE | UST-3137 | City/Town Government | 6 | 1984-10-09 | Permanently Closed | 2000 | Gasoline
PROVIDENCE | ROGER WILLIAMS PARK | 1000 ELMWOOD AVE | UST-3137 | City/Town Government | 7 | 1984-10-09 | In Use | 1000 | Heating Oil No.2 | Single Walled
PROVIDENCE | ROGER WILLIAMS PARK | 1000 ELMWOOD AVE | UST-3137 | City/Town Government | 8 | 1984-10-09 | Permanently Closed | 4000 | Heating Oil No.2
PROVIDENCE | ROGER WILLIAMS REALTY CORP. | 50 MAUDE ST | UST-1939 | Commercials | 1 | 1973-08-01 | Permanently Closed | 5000 | Diesel
PROVIDENCE | ROGER WILLIAMS REALTY CORP. | 50 MAUDE ST | UST-1939 | Commercials | 2 | 1940-08-01 | Permanently Closed | 5000 | Other
PROVIDENCE | ROGER WILLIAMS REALTY CORP. | 50 MAUDE ST | UST-1939 | Commercials | 3 | 1984-10-09 | Permanently Closed | 3000 | Diesel
PROVIDENCE | ROGER WILLIAMS REALTY CORP. | 50 MAUDE ST | UST-1939 | Commercials | 4 | 1978-10-01 | Permanently Closed | 20000 | Heating Oil No.2
PROVIDENCE | ROGER WILLIAMS SCHOOL | 278 THURBERS AVE | UST-18707 | Education - Town | 1 | 1984-10-09 | In Use | 10000 | Heating Oil No.2
PROVIDENCE | ROGER WILLIAMS UNIVERSITY METRO CENTER | 150 WASHINGTON ST | UST-3609 | Commercials | 1 | 1984-10-09 | Permanently Closed | 10000 | Heating Oil No.2
PROVIDENCE | ROGER WILLIAMS UNIVERSITY METRO CENTER | 150 WASHINGTON ST | UST-3609 | Commercials | 2 | 1984-10-09 | Permanently Closed | 5000 | Heating Oil No.6
PROVIDENCE | ROLO MANUFACTURING CO. | 274 PINE ST | UST-18425 | Commercials | 1 | 1984-10-09 | Permanently Closed | 5000 | Heating Oil No.6
PROVIDENCE | ROLO MANUFACTURING CO. | 274 PINE ST | UST-18425 | Commercials | 2 | 1984-10-09 | Permanently Closed | 1000 | Heating Oil No.2
PROVIDENCE | RON COUTURE | 350 WAYLAND AVE | UST-18019 | Private Residence | 1 | 1984-10-09 | Permanently Closed | 80 | Gasoline
PROVIDENCE | ROSEWOOD MANOR | 140 PITTMAN ST | UST-18177 | Commercials | 1 | 1974-03-01 | Permanently Closed | 1500 | Diesel
PROVIDENCE | ROTELLI LIQUOR | 170 SILVER LAKE | UST-18639 | Commercials | 1 | 1984-10-09 | Permanently Closed | 1000 | Heating Oil No.2
PROVIDENCE | ROTELLI LIQUOR | 170 SILVER LAKE | UST-18639 | Commercials | 2 | 1984-10-09 | Permanently Closed | 1000 | Heating Oil No.2
PROVIDENCE | ROTELLI LIQUOR | 170 SILVER LAKE | UST-18639 | Commercials | 3 | 1984-10-09 | Permanently Closed | 1000 | Heating Oil No.2
PROVIDENCE | RPS ASSOCIATES, LLC C/O CAPSTONE PROPERTIES | 48 PLAINFIELD ST | UST-4532 | Commercials | 1 | 1984-10-09 | Permanently Closed | 2000 | Heating Oil No.2
PROVIDENCE | RUSSELL J. BOYLE AND SON FUNERAL HOME | 331 SMITH ST | UST-4558 | Commercials | 1 | 1973-01-01 | Permanently Closed | 2000 | Heating Oil No.2
PROVIDENCE | RUSTY LANTERN MARKET/IRVING OIL | 36 PLEASANT VALLEY PKWY | UST-2724 | Gasoline Station | 1 | 1988-03-01 | Permanently Closed | 8000 | Gasoline | Single Walled
PROVIDENCE | RUSTY LANTERN MARKET/IRVING OIL | 36 PLEASANT VALLEY PKWY | UST-2724 | Gasoline Station | 2 | 1984-10-09 | Permanently Closed | 6000 | Gasoline
PROVIDENCE | RUSTY LANTERN MARKET/IRVING OIL | 36 PLEASANT VALLEY PKWY | UST-2724 | Gasoline Station | 3 | 1988-03-01 | Permanently Closed | 8000 | Gasoline | Single Walled
PROVIDENCE | RUSTY LANTERN MARKET/IRVING OIL | 36 PLEASANT VALLEY PKWY | UST-2724 | Gasoline Station | 4 | 1984-10-09 | Permanently Closed | 6000 | Gasoline
PROVIDENCE | RUSTY LANTERN MARKET/IRVING OIL | 36 PLEASANT VALLEY PKWY | UST-2724 | Gasoline Station | 5 | 1988-03-01 | Permanently Closed | 8000 | Gasoline | Single Walled
PROVIDENCE | RUSTY LANTERN MARKET/IRVING OIL | 36 PLEASANT VALLEY PKWY | UST-2724 | Gasoline Station | 6 | 1984-10-09 | Permanently Closed | 6000 | Gasoline
PROVIDENCE | RUSTY LANTERN MARKET/IRVING OIL | 36 PLEASANT VALLEY PKWY | UST-2724 | Gasoline Station | 7 | 1988-03-01 | Permanently Closed | 8000 | Diesel | Single Walled
PROVIDENCE | RUSTY LANTERN MARKET/IRVING OIL | 36 PLEASANT VALLEY PKWY | UST-2724 | Gasoline Station | 8 | 1984-10-09 | Permanently Closed | 3000 | Diesel
PROVIDENCE | RUSTY LANTERN MARKET/IRVING OIL | 36 PLEASANT VALLEY PKWY | UST-2724 | Gasoline Station | 9 | null | Permanently Closed | 750 | Waste Oil | Single Walled
PROVIDENCE | RUSTY LANTERN MARKET/IRVING OIL | 36 PLEASANT VALLEY PKWY | UST-2724 | Gasoline Station | 10 | 2021-09-16 | In Use | 26545 | Gasoline | Double Walled | 2022-02-17
PROVIDENCE | RUSTY LANTERN MARKET/IRVING OIL | 36 PLEASANT VALLEY PKWY | UST-2724 | Gasoline Station | 11 | 2021-09-17 | In Use | 6609 | Gasoline | Double Walled | 2022-02-17
PROVIDENCE | RUSTY LANTERN MARKET/IRVING OIL | 36 PLEASANT VALLEY PKWY | UST-2724 | Gasoline Station | 12 | 2021-09-17 | In Use | 6643 | Diesel | Double Walled | 2022-02-17
PROVIDENCE | RYDER STUDENT TRANSPORTATION | 325 MELROSE ST | UST-400 | Commercials | 1 | 1975-04-01 | Permanently Closed | 6000 | Diesel
PROVIDENCE | RYDER STUDENT TRANSPORTATION | 325 MELROSE ST | UST-400 | Commercials | 2 | 1973-04-01 | Permanently Closed | 4000 | Diesel
PROVIDENCE | RYDER STUDENT TRANSPORTATION | 325 MELROSE ST | UST-400 | Commercials | 3 | 1973-04-01 | Permanently Closed | 2000 | Diesel
PROVIDENCE | RYDER STUDENT TRANSPORTATION | 325 MELROSE ST | UST-400 | Commercials | 4 | 1984-04-01 | Permanently Closed | 1000 | Heating Oil No.2
PROVIDENCE | RYDER TRUCK RENTAL | 287 ALLENS AVE | UST-3070 | Commercials | 1 | 1986-06-01 | Permanently Closed | 500 | Heating Oil No.2
PROVIDENCE | RYDER TRUCK RENTAL | 287 ALLENS AVE | UST-3070 | Commercials | 2 | 1986-06-01 | Permanently Closed | 20000 | Diesel
PROVIDENCE | RYDER TRUCK RENTAL | 287 ALLENS AVE | UST-3070 | Commercials | 3 | 1986-06-01 | Permanently Closed | 1000 | Waste Oil
PROVIDENCE | RYDER TRUCK RENTAL | 287 ALLENS AVE | UST-3070 | Commercials | 4 | 1969-06-01 | Permanently Closed | 4000 | Other
PROVIDENCE | RYDER TRUCK RENTAL | 287 ALLENS AVE | UST-3070 | Commercials | 5 | 1969-06-01 | Permanently Closed | 4000 | Other
PROVIDENCE | RYDER TRUCK RENTAL | 287 ALLENS AVE | UST-3070 | Commercials | 6 | 1969-06-01 | Permanently Closed | 4000 | Other
PROVIDENCE | RYDER TRUCK RENTAL | 287 ALLENS AVE | UST-3070 | Commercials | 7 | 1969-06-01 | Permanently Closed | 350 | Other
PROVIDENCE | RYDER TRUCK RENTAL | 287 ALLENS AVE | UST-3070 | Commercials | 8 | 1984-10-09 | Permanently Closed | 4000 | Gasoline
PROVIDENCE | RYDER TRUCK RENTAL | 287 ALLENS AVE | UST-3070 | Commercials | 9 | 1984-10-09 | Permanently Closed | 500 | Heating Oil No.2
PROVIDENCE | S & A CONSTRUCTION | 880 WELLINGTON AVE | UST-15865 | Commercials | 1 | 1984-10-09 | Permanently Closed | 10000 | Heating Oil No.2
PROVIDENCE | S & A CONSTRUCTION | 880 WELLINGTON AVE | UST-15865 | Commercials | 2 | 1984-10-09 | Permanently Closed | 10000 | Kerosene
PROVIDENCE | S + K REAL ESTATE GROUP | 39 PIKE ST | UST-4463 | Commercials | 1 | 1993-10-01 | Permanently Closed | 2000 | Heating Oil No.2 | Double Walled
PROVIDENCE | S + K REAL ESTATE GROUP | 39 PIKE ST | UST-3600 | Commercials | 1 | 1993-10-01 | Permanently Closed | 2000 | Heating Oil No.2 | Double Walled
PROVIDENCE | S + K REAL ESTATE GROUP | 39 PIKE ST | UST-4463 | Commercials | 2 | 1984-10-09 | Permanently Closed | 4000 | Heating Oil No.2
PROVIDENCE | S + K REAL ESTATE GROUP | 39 PIKE ST | UST-3600 | Commercials | 2 | 1984-10-09 | Permanently Closed | 4000 | Heating Oil No.2
PROVIDENCE | S + K REAL ESTATE GROUP | 566 SOUTH MAIN ST | UST-3600 | Commercials | 1 | 1984-10-09 | Permanently Closed | 2000 | Heating Oil No.2
PROVIDENCE | S + K REAL ESTATE GROUP | 566 SOUTH MAIN ST | UST-4463 | Commercials | 1 | 1984-10-09 | Permanently Closed | 2000 | Heating Oil No.2
PROVIDENCE | S AND M ENAMELING | 70 SOUTH ST | UST-4786 | Commercials | 1 | 1984-10-09 | Permanently Closed | 250 | Heating Oil No.2
PROVIDENCE | S AND M ENAMELING | 70 SOUTH ST | UST-4786 | Commercials | 2 | 1984-10-09 | Permanently Closed | 250 | Heating Oil No.2
PROVIDENCE | S.J.B. INVESTMENT | 155 BAKER ST | UST-17226 | Other | 1 | 1984-10-09 | Permanently Closed | 1000 | Gasoline
PROVIDENCE | S.W. BRIDGHAM MIDDLE SCHOOL | 1665 WESTMINSTER ST | UST-2834 | Education - Town | 1 | 1977-09-01 | In Use | 5000 | Heating Oil No.2
PROVIDENCE | S.W. BRIDGHAM MIDDLE SCHOOL | 1665 WESTMINSTER ST | UST-2834 | Education - Town | 2 | 1977-09-01 | In Use | 8000 | Heating Oil No.2
PROVIDENCE | S.W. BRIDGHAM MIDDLE SCHOOL | 1665 WESTMINSTER ST | UST-2834 | Education - Town | 3 | 1984-10-09 | Permanently Closed | 500 | Diesel
PROVIDENCE | SACKETT STREET SCHOOL | 159 SACKETT ST | UST-18710 | Education - Town | 1 | 1984-10-09 | In Use | 5000 | Heating Oil No.2
PROVIDENCE | SAGE MANUFACTURING | 24 ALTHEA ST | UST-3215 | Industrial | 1 | 1984-10-09 | Permanently Closed | 2000 | Heating Oil No.2
PROVIDENCE | SAGE MANUFACTURING | 24 ALTHEA ST | UST-3215 | Industrial | 2 | 1984-10-09 | Permanently Closed | 3000 | Heating Oil No.2
PROVIDENCE | SAGE MANUFACTURING | 24 ALTHEA ST | UST-3215 | Industrial | 3 | 1984-10-09 | Permanently Closed | 2000 | Heating Oil No.2
PROVIDENCE | SAHIGIAN PROPERTY | 943 CHALKSTONE AVE | UST-18674 | Commercials | 1 | 1984-10-09 | Permanently Closed | 2000 | Heating Oil No.2
PROVIDENCE | SAINT CASMIR CHURCH | 350 SMITH ST | UST-4684 | Other | 1 | 1984-10-09 | Permanently Closed | 1000 | Heating Oil No.2 | Single Walled
PROVIDENCE | SAINT MARTIN CHURCH | 50 ORCHARD AVE | UST-17213 | Other | 1 | 1984-10-09 | Permanently Closed | 5000 | Heating Oil No.4
PROVIDENCE | SAINT VINCENT CENTER | 485 MOUNT PLEASANT AVE | UST-2363 | Other | 1 | 1968-04-01 | Permanently Closed | 10000 | Heating Oil No.2
PROVIDENCE | SAL'S AMOCO STATION | 108 MAGNOLIA ST | UST-1012 | Gasoline Station | 1 | 1958-04-01 | Permanently Closed | 3000 | Gasoline
PROVIDENCE | SAL'S AMOCO STATION | 108 MAGNOLIA ST | UST-1012 | Gasoline Station | 2 | 1958-04-01 | Permanently Closed | 1000 | Gasoline
PROVIDENCE | SAL'S AMOCO STATION | 108 MAGNOLIA ST | UST-1012 | Gasoline Station | 3 | 1958-04-01 | Permanently Closed | 1000 | Gasoline
PROVIDENCE | SAL'S AMOCO STATION | 108 MAGNOLIA ST | UST-1012 | Gasoline Station | 4 | 1958-04-01 | Permanently Closed | 500 | Waste Oil
PROVIDENCE | SALVATION ARMY | 201 PITMAN ST | UST-2197 | Other | 1 | 1984-10-09 | Permanently Closed | 3000 | Diesel
PROVIDENCE | SAM'S MARKET | 222 ADMIRAL ST | UST-1630 | Gasoline Station | 1 | 1959-03-01 | Permanently Closed | 6000 | Gasoline
PROVIDENCE | SAM'S MARKET | 222 ADMIRAL ST | UST-1630 | Gasoline Station | 2 | 1994-06-17 | In Use | 5000 | Gasoline | Double Walled | 2009-09-14
PROVIDENCE | SAM'S MARKET | 222 ADMIRAL ST | UST-1630 | Gasoline Station | 3 | 1959-03-01 | Permanently Closed | 10000 | Gasoline
PROVIDENCE | SAM'S MARKET | 222 ADMIRAL ST | UST-1630 | Gasoline Station | 4 | 1994-06-16 | In Use | 10000 | Gasoline | Double Walled | 2009-09-14
PROVIDENCE | SAM'S MARKET | 222 ADMIRAL ST | UST-1630 | Gasoline Station | 5 | 1984-10-09 | Permanently Closed | 4000 | Unknown
PROVIDENCE | SAMOS INVESTMENT GROUP PROPERTY | 150 WATERMAN ST | UST-4443 | Commercials | 1 | 1984-10-09 | Permanently Closed | 99999 | Heating Oil No.2
PROVIDENCE | SANITARY GARAGE | 100 TERMINAL RD | UST-18718 | City/Town Government | 1 | 1984-10-09 | In Use | 275 | Heating Oil No.2
PROVIDENCE | SANITARY GARAGE | 100 TERMINAL RD | UST-18718 | City/Town Government | 2 | 1984-10-09 | Permanently Closed | 8000 | Diesel
PROVIDENCE | SARAH DOYLE WOMEN'S CENTER | 185 MEETING ST | UST-18420 | Education Private | 1 | 1984-10-09 | Permanently Closed | 1000 | Heating Oil No.2
PROVIDENCE | SARDELLI INTERNATIONAL | 195 DUPONT DR | UST-91 | Gasoline Station | 1 | 1984-10-09 | Permanently Closed | 2000 | Other
PROVIDENCE | SARDELLI INTERNATIONAL | 195 DUPONT DR | UST-91 | Gasoline Station | 2 | 1984-10-09 | Permanently Closed | 700 | Hazardous Substance
PROVIDENCE | SARDELLI INTERNATIONAL | 195 DUPONT DR | UST-91 | Gasoline Station | 3 | 1984-10-09 | Permanently Closed | 700 | Hazardous Substance
PROVIDENCE | SAVE THE BAY | 434 SMITH ST | UST-3994 | Other | 1 | 1984-10-09 | Permanently Closed | 1000 | Heating Oil No.2
PROVIDENCE | SAVERS MART | 871 ELMWOOD AVE | UST-16134 | Gasoline Station | 1 | 1966-10-01 | Permanently Closed | 1000 | Gasoline
PROVIDENCE | SAVERS MART | 871 ELMWOOD AVE | UST-16134 | Gasoline Station | 2 | 1966-10-01 | Permanently Closed | 1000 | Gasoline
PROVIDENCE | SAVERS MART | 871 ELMWOOD AVE | UST-16134 | Gasoline Station | 3 | 1966-10-01 | Permanently Closed | 1000 | Gasoline
PROVIDENCE | SAVERS MART | 871 ELMWOOD AVE | UST-16134 | Gasoline Station | 4 | 1966-10-01 | Permanently Closed | 500 | Waste Oil
PROVIDENCE | SAVERS MART | 871 ELMWOOD AVE | UST-16134 | Gasoline Station | 5 | 1966-10-01 | Permanently Closed | 275 | Heating Oil No.2
PROVIDENCE | SAVERS MART | 871 ELMWOOD AVE | UST-16134 | Gasoline Station | 6 | 1966-10-01 | Permanently Closed | 275 | Heating Oil No.2
PROVIDENCE | SAVERS MART | 871 ELMWOOD AVE | UST-16134 | Gasoline Station | 7 | 2004-11-30 | In Use | 5000 | Gasoline | Double Walled
PROVIDENCE | SAVERS MART | 871 ELMWOOD AVE | UST-16134 | Gasoline Station | 8 | 2004-11-30 | In Use | 5000 | Diesel | Double Walled
PROVIDENCE | SAVERS MART | 871 ELMWOOD AVE | UST-16134 | Gasoline Station | 9 | 2004-11-30 | In Use | 10000 | Gasoline | Double Walled
PROVIDENCE | SCGL REALTY LLC | 838 POTTERS AVE | UST-3860 | Commercials | 1 | 1984-10-09 | Permanently Closed | 1200 | Unknown
PROVIDENCE | SCGL REALTY LLC | 838 POTTERS AVE | UST-3860 | Commercials | 2 | 1984-10-09 | Permanently Closed | 1200 | Unknown
PROVIDENCE | SCHNEPEL WOODWORKING | 109 TRANSIT ST | UST-15747 | Commercials | 1 | 1984-10-09 | Permanently Closed | 3000 | Heating Oil No.2
PROVIDENCE | SCHNEPEL WOODWORKING | 109 TRANSIT ST | UST-15747 | Commercials | 2 | 1984-10-09 | Permanently Closed | 300 | Gasoline
PROVIDENCE | SCHOOL DEPARTMENT | 400 WESTMINSTER ST | UST-18714 | City/Town Government | 1 | 1984-10-09 | In Use | 900 | Heating Oil No.2
PROVIDENCE | SCIALO BROS. BAKERY | 257 ATWELLS AVE | UST-18415 | Commercials | 1 | 1984-10-09 | Permanently Closed | 500 | Heating Oil No.2
PROVIDENCE | SCIALO BROS. BAKERY | 257 ATWELLS AVE | UST-18415 | Commercials | 2 | 1984-10-09 | Permanently Closed | 1000 | Gasoline
PROVIDENCE | SCIALO BROS. BAKERY | 257 ATWELLS AVE | UST-18415 | Commercials | 3 | 1984-10-09 | Permanently Closed | 1000 | Heating Oil No.2
PROVIDENCE | SCIENTIFIC METAL FINISHING (FORMERLY) | 1115 DOUGLAS AVE | UST-18260 | Industrial | 1 | 1984-10-09 | Permanently Closed | 1000 | Heating Oil No.2
PROVIDENCE | SCIENTIFIC METAL FINISHING (FORMERLY) | 1115 DOUGLAS AVE | UST-18260 | Industrial | 2 | 1984-10-09 | Permanently Closed | 1000 | Heating Oil No.2
PROVIDENCE | SCROLL PRINTING | 723 HARRIS AVE | UST-19033 | Commercials | 1 | 1984-10-09 | Permanently Closed | 1000 | Heating Oil No.2
PROVIDENCE | SEARS ROEBUCK & CO. (FORMER) | 1300 NORTH MAIN ST | UST-3279 | Commercials | 1 | 1984-10-09 | Permanently Closed | 4000 | Heating Oil No.2
PROVIDENCE | SEARS ROEBUCK & CO. (FORMER) | 1300 NORTH MAIN ST | UST-3279 | Commercials | 2 | 1984-10-09 | Permanently Closed | 4000 | Heating Oil No.2
PROVIDENCE | SEARS ROEBUCK & CO. (FORMER) | 1300 NORTH MAIN ST | UST-3279 | Commercials | 3 | 1999-05-25 | Permanently Closed | 3000 | Heating Oil No.2 | Double Walled
PROVIDENCE | SEARS, ROEBUCK AND COMPANY | 201 BRANCH AVE | UST-234 | Commercials | 1 | 1962-03-01 | Permanently Closed | 4000 | Gasoline
PROVIDENCE | SEARS, ROEBUCK AND COMPANY | 201 BRANCH AVE | UST-234 | Commercials | 2 | 1955-03-01 | Permanently Closed | 2000 | Heating Oil No.2
PROVIDENCE | SEECHE | 741 ELMGROVE AVE | UST-15718 | Commercials | 1 | 1984-10-09 | Permanently Closed | 1000 | Heating Oil No.2
PROVIDENCE | SEPE PROPERTIES, LLC | 120 WAYLAND AVE | UST-4024 | Commercials | 1 | 1984-10-09 | Permanently Closed | 1000 | Heating Oil No.2
PROVIDENCE | SET'S GARAGE | 1034 WESTMINSTER ST | UST-18965 | Commercials | 1 | 1984-10-09 | Permanently Closed | 3000 | Gasoline
PROVIDENCE | SET'S GARAGE | 1034 WESTMINSTER ST | UST-18965 | Commercials | 2 | 1984-10-09 | Permanently Closed | 3000 | Gasoline
PROVIDENCE | SET'S GARAGE | 1034 WESTMINSTER ST | UST-18965 | Commercials | 3 | 1984-10-09 | Permanently Closed | 3000 | Gasoline
PROVIDENCE | SET'S GARAGE | 1034 WESTMINSTER ST | UST-18965 | Commercials | 4 | 1984-10-09 | Permanently Closed | 500 | Waste Oil
PROVIDENCE | SET'S GARAGE | 1034 WESTMINSTER ST | UST-18965 | Commercials | 5 | 1984-10-09 | Permanently Closed | 1000 | Heating Oil No.2
PROVIDENCE | SETH'S AUTO SALES & SERVICE | 100 RESERVOIR AVE | UST-15081 | Commercials | 1 | 1960-10-01 | Permanently Closed | 12000 | Gasoline
PROVIDENCE | SETH'S AUTO SALES & SERVICE | 100 RESERVOIR AVE | UST-15081 | Commercials | 2 | 1965-10-01 | Permanently Closed | 4000 | Gasoline
PROVIDENCE | SETH'S AUTO SALES & SERVICE | 100 RESERVOIR AVE | UST-15081 | Commercials | 3 | 1965-10-01 | Permanently Closed | 1500 | Gasoline
PROVIDENCE | SETH'S AUTO SALES & SERVICE | 100 RESERVOIR AVE | UST-15081 | Commercials | 4 | 1965-10-01 | Permanently Closed | 1000 | Gasoline
PROVIDENCE | SEW AND VAC | 755 NORTH MAIN ST | UST-18729 | Commercials | 1 | 1984-10-09 | Permanently Closed | 1000 | Heating Oil No.2
PROVIDENCE | SH-BOOMS | 100 NORTH MAIN ST | UST-16141 | Commercials | 1 | 1984-10-09 | Permanently Closed | 2000 | Heating Oil No.2
PROVIDENCE | SHANE REALTY, LLC | 125 ERNEST ST | UST-683 | Commercials | 1 | 1983-04-01 | Permanently Closed | 4000 | Heating Oil No.2
PROVIDENCE | SHANE REALTY, LLC | 125 ERNEST ST | UST-683 | Commercials | 2 | 1984-10-09 | Permanently Closed | 2000 | Unknown
PROVIDENCE | SHELL | 152 ANGELL ST | UST-910 | Gasoline Station | 1 | 1968-02-01 | Permanently Closed | 6000 | Gasoline
PROVIDENCE | SHELL | 152 ANGELL ST | UST-910 | Gasoline Station | 2 | 1968-02-01 | Permanently Closed | 6000 | Gasoline
PROVIDENCE | SHELL | 152 ANGELL ST | UST-910 | Gasoline Station | 3 | 1968-02-01 | Permanently Closed | 6000 | Gasoline
PROVIDENCE | SHELL | 152 ANGELL ST | UST-910 | Gasoline Station | 4 | 1968-02-01 | Permanently Closed | 550 | Waste Oil
PROVIDENCE | SHELL | 152 ANGELL ST | UST-910 | Gasoline Station | 5 | 1987-07-01 | Permanently Closed | 1000 | Waste Oil | Single Walled
PROVIDENCE | SHELL | 152 ANGELL ST | UST-910 | Gasoline Station | 6 | 1968-02-01 | Permanently Closed | 550 | Heating Oil No.2
PROVIDENCE | SHELL | 152 ANGELL ST | UST-910 | Gasoline Station | 7 | 1987-07-01 | Permanently Closed | 1000 | Heating Oil No.2
PROVIDENCE | SHELL | 152 ANGELL ST | UST-910 | Gasoline Station | 8 | 1987-07-01 | Permanently Closed | 12000 | Gasoline | Double Walled
PROVIDENCE | SHELL | 152 ANGELL ST | UST-910 | Gasoline Station | 9 | 1987-07-01 | Permanently Closed | 12000 | Gasoline | Double Walled
PROVIDENCE | SHELL | 152 ANGELL ST | UST-910 | Gasoline Station | 10 | 1987-07-01 | Permanently Closed | 12000 | Gasoline | Double Walled
PROVIDENCE | SHELL - COLBEA #22 | 1100 HOPE ST | UST-1390 | Gasoline Station | 1 | 1970-08-01 | Permanently Closed | 550 | Waste Oil
PROVIDENCE | SHELL - COLBEA #22 | 1100 HOPE ST | UST-1390 | Gasoline Station | 2 | 1970-08-01 | Permanently Closed | 550 | Heating Oil No.2
PROVIDENCE | SHELL - COLBEA #22 | 1100 HOPE ST | UST-1390 | Gasoline Station | 3 | 1970-08-01 | Permanently Closed | 8000 | Gasoline
PROVIDENCE | SHELL - COLBEA #22 | 1100 HOPE ST | UST-1390 | Gasoline Station | 4 | 1970-08-01 | Permanently Closed | 8000 | Gasoline
PROVIDENCE | SHELL - COLBEA #22 | 1100 HOPE ST | UST-1390 | Gasoline Station | 5 | 1970-08-01 | Permanently Closed | 8000 | Gasoline
PROVIDENCE | SHELL - COLBEA #22 | 1100 HOPE ST | UST-1390 | Gasoline Station | 6 | 1994-03-01 | In Use | 15000 | Gasoline | Double Walled | 2018-03-22
PROVIDENCE | SHELL - COLBEA #22 | 1100 HOPE ST | UST-1390 | Gasoline Station | 7 | 1994-03-01 | In Use | 15000 | Gasoline | Double Walled | 2018-03-22
PROVIDENCE | SHELL - COLBEA #22 | 1100 HOPE ST | UST-1390 | Gasoline Station | 8 | 1984-10-09 | Permanently Closed | 3000 | Gasoline
PROVIDENCE | SHELL - COLBEA ENTERPRISES, LLC | 598 BRANCH AVE | UST-906 | Gasoline Station | 1 | 1984-04-01 | Permanently Closed | 12000 | Gasoline
PROVIDENCE | SHELL - COLBEA ENTERPRISES, LLC | 598 BRANCH AVE | UST-906 | Gasoline Station | 2 | 1984-04-01 | Permanently Closed | 12000 | Gasoline
PROVIDENCE | SHELL - COLBEA ENTERPRISES, LLC | 598 BRANCH AVE | UST-906 | Gasoline Station | 3 | 1984-04-01 | Permanently Closed | 12000 | Gasoline
PROVIDENCE | SHELL - COLBEA ENTERPRISES, LLC | 598 BRANCH AVE | UST-906 | Gasoline Station | 4 | 1958-04-01 | Permanently Closed | 550 | Waste Oil
PROVIDENCE | SHELL - COLBEA ENTERPRISES, LLC | 598 BRANCH AVE | UST-906 | Gasoline Station | 5 | 1958-04-01 | Permanently Closed | 550 | Heating Oil No.2
PROVIDENCE | SHELL - COLBEA ENTERPRISES, LLC | 598 BRANCH AVE | UST-906 | Gasoline Station | 6 | 2002-05-28 | In Use | 15000 | Gasoline | Double Walled | 2022-02-09
PROVIDENCE | SHELL - COLBEA ENTERPRISES, LLC | 598 BRANCH AVE | UST-906 | Gasoline Station | 7 | 2002-05-28 | In Use | 10000 | Gasoline | Double Walled | 2022-02-09
PROVIDENCE | SHELL INC. | 1075 NORTH MAIN ST | UST-18445 | Gasoline Station | 1 | 1999-07-23 | In Use | 15000 | Gasoline | Double Walled | 2019-10-28
PROVIDENCE | SHELL INC. | 1075 NORTH MAIN ST | UST-18445 | Gasoline Station | 2 | 1999-07-23 | In Use | 15000 | Gasoline | Double Walled | 2019-10-28
PROVIDENCE | SHELL INC. | 1075 NORTH MAIN ST | UST-18445 | Gasoline Station | 3 | 1999-07-23 | In Use | 8000 | Diesel | Double Walled | 2019-10-28
PROVIDENCE | SHELL OIL COMPANY | 286 VALLEY ST | UST-810 | Gasoline Station | 1 | 1975-04-01 | Permanently Closed | 6000 | Gasoline | Single Walled | 1993-03-26
PROVIDENCE | SHELL OIL COMPANY | 286 VALLEY ST | UST-810 | Gasoline Station | 2 | 1975-04-01 | Permanently Closed | 6000 | Gasoline | Single Walled
PROVIDENCE | SHELL OIL COMPANY | 286 VALLEY ST | UST-810 | Gasoline Station | 3 | 1975-04-01 | Permanently Closed | 8000 | Gasoline | Single Walled
PROVIDENCE | SHELL OIL COMPANY (H & M SHELL) | 691 NORTH MAIN ST | UST-811 | Gasoline Station | 1 | 1981-04-01 | Permanently Closed | 10000 | Gasoline | Single Walled
PROVIDENCE | SHELL OIL COMPANY (H & M SHELL) | 691 NORTH MAIN ST | UST-811 | Gasoline Station | 2 | 1981-04-01 | Permanently Closed | 10000 | Gasoline | Single Walled
PROVIDENCE | SHELL OIL COMPANY (H & M SHELL) | 691 NORTH MAIN ST | UST-811 | Gasoline Station | 3 | 1981-04-01 | Permanently Closed | 10000 | Gasoline | Single Walled
PROVIDENCE | SHELL SERVICE STATION | 457 BENEFIT ST | UST-813 | Gasoline Station | 1 | 1974-04-01 | Permanently Closed | 3000 | Gasoline
PROVIDENCE | SHELL SERVICE STATION | 457 BENEFIT ST | UST-813 | Gasoline Station | 2 | 1974-04-01 | Permanently Closed | 5000 | Gasoline
PROVIDENCE | SHELL SERVICE STATION | 457 BENEFIT ST | UST-813 | Gasoline Station | 3 | 1974-02-01 | Permanently Closed | 5000 | Gasoline
PROVIDENCE | SHELL SERVICE STATION | 457 BENEFIT ST | UST-813 | Gasoline Station | 4 | 1979-02-01 | Permanently Closed | 6000 | Gasoline
PROVIDENCE | SHELL SERVICE STATION | 457 BENEFIT ST | UST-813 | Gasoline Station | 5 | 1974-02-01 | Permanently Closed | 500 | Waste Oil
PROVIDENCE | SHELL SERVICE STATION | 457 BENEFIT ST | UST-813 | Gasoline Station | 6 | 1974-02-01 | Permanently Closed | 1000 | Heating Oil No.2
PROVIDENCE | SHELL SERVICE STATION | 457 BENEFIT ST | UST-813 | Gasoline Station | 7 | 1998-12-31 | In Use | 15000 | Gasoline | Double Walled | 2018-12-04
PROVIDENCE | SHELL SERVICE STATION | 457 BENEFIT ST | UST-813 | Gasoline Station | 8 | 1998-12-31 | In Use | 15000 | Gasoline | Double Walled | 2018-12-04
PROVIDENCE | SHERWOOD BUILDING | 171 PINE ST | UST-18899 | Education Private | 1 | 1984-10-09 | Permanently Closed | 1000 | Gasoline
PROVIDENCE | SHERWOOD BUILDING | 171 PINE ST | UST-18899 | Education Private | 2 | 1984-10-09 | Permanently Closed | 1000 | Gasoline
PROVIDENCE | SHOOTERS/PARKING LOT | 25-32 INDIA ST | UST-3024 | Commercials | 1 | 1990-07-01 | Permanently Closed | 10000 | Gasoline | Double Walled
PROVIDENCE | SHOOTERS/PARKING LOT | 25-32 INDIA ST | UST-3024 | Commercials | 2 | 1990-07-01 | Permanently Closed | 10000 | Gasoline | Double Walled
PROVIDENCE | SHOREBY HILL PROPERTIES, INC. | 301 HARRIS AVE | UST-4019 | Commercials | 1 | 1984-10-09 | Permanently Closed | 275 | Heating Oil No.2
PROVIDENCE | SHOREBY HILL PROPERTIES, INC. | 301 HARRIS AVE | UST-4019 | Commercials | 2 | 1984-10-09 | Permanently Closed | 500 | Heating Oil No.2
PROVIDENCE | SILVER SPRING CENTER | 387 CHARLES ST | UST-18898 | Other | 1 | 1984-10-09 | Permanently Closed | 15000 | Unknown
PROVIDENCE | SILVER SPRING CENTER | 387 CHARLES ST | UST-18898 | Other | 2 | 1984-10-09 | Permanently Closed | 15000 | Unknown
PROVIDENCE | SILVER SPRING CENTER | 387 CHARLES ST | UST-18898 | Other | 3 | 1984-10-09 | Permanently Closed | 99 | Unknown
PROVIDENCE | SILVER SPRING CENTER | 387 CHARLES ST | UST-18898 | Other | 4 | 1984-10-09 | Permanently Closed | 99 | Unknown
PROVIDENCE | SILVER SPRING CENTER | 387 CHARLES ST | UST-18898 | Other | 5 | 1984-10-09 | Permanently Closed | 99 | Unknown
PROVIDENCE | SILVER SPRING CENTER | 387 CHARLES ST | UST-18898 | Other | 6 | 1984-10-09 | Permanently Closed | 99 | Unknown
PROVIDENCE | SILVER SPRING CENTER | 387 CHARLES ST | UST-18898 | Other | 7 | 1984-10-09 | Abandoned | 1000 | Unknown
PROVIDENCE | SILVER STONE PROPERTIES | 150 CAMP ST | UST-4608 | Multiple Residence | 1 | 1984-10-09 | Permanently Closed | 1000 | Heating Oil No.2
PROVIDENCE | SLEPKOW COMMERCIAL BUILDING | 364 THAYER ST | UST-19264 | Commercials | 1 | 1984-10-09 | Permanently Closed | 550 | Heating Oil No.2
PROVIDENCE | SMOKEY'S AUTO REPAIR | 325 UNION AVE | UST-381 | Commercials | 1 | 1969-04-01 | Permanently Closed | 3000 | Gasoline
PROVIDENCE | SMOKEY'S AUTO REPAIR | 325 UNION AVE | UST-381 | Commercials | 2 | 1969-04-01 | Permanently Closed | 6000 | Gasoline
PROVIDENCE | SMOKEY'S AUTO REPAIR | 325 UNION AVE | UST-381 | Commercials | 3 | 1969-04-01 | Permanently Closed | 3000 | Gasoline
PROVIDENCE | SMOKEY'S AUTO REPAIR | 325 UNION AVE | UST-381 | Commercials | 4 | 1969-04-01 | Permanently Closed | 500 | Heating Oil No.2 | Single Walled
PROVIDENCE | SMOKEY'S AUTO REPAIR | 325 UNION AVE | UST-381 | Commercials | 5 | 1963-04-01 | Permanently Closed | 1000 | Gasoline
PROVIDENCE | SMOKEY'S AUTO REPAIR | 325 UNION AVE | UST-381 | Commercials | 6 | 1963-04-01 | Permanently Closed | 1000 | Gasoline
PROVIDENCE | SMOKEY'S AUTO REPAIR | 325 UNION AVE | UST-381 | Commercials | 7 | 1963-04-01 | Permanently Closed | 1000 | Gasoline
PROVIDENCE | SMOKEY'S AUTO REPAIR | 325 UNION AVE | UST-381 | Commercials | 8 | 1963-04-01 | Permanently Closed | 1000 | Gasoline
PROVIDENCE | SMOKEY'S AUTO REPAIR | 325 UNION AVE | UST-381 | Commercials | 9 | 1963-04-01 | Permanently Closed | 550 | Waste Oil
PROVIDENCE | SNOW AND STARS CORP. | 665 HARRIS AVE | UST-2275 | Commercials | 1 | 1984-10-09 | Permanently Closed | 1000 | Heating Oil No.2
PROVIDENCE | SNOW STREET GARAGE | 119 SNOW ST | UST-16729 | Commercials | 1 | 1984-10-09 | Permanently Closed | 1000 | Gasoline
PROVIDENCE | SNOW STREET GARAGE | 119 SNOW ST | UST-16729 | Commercials | 2 | 1984-10-09 | Permanently Closed | 1000 | Gasoline
PROVIDENCE | SONS OF JACOB SYNAGOGUE | 24 DOUGLAS AVE | UST-18773 | Other | 1 | 1984-10-09 | Permanently Closed | 1000 | Heating Oil No.2
PROVIDENCE | SOPHIA ACADEMY | 582 ELMWOOD AVE | UST-1369 | Education Private | 1 | 1948-07-01 | Permanently Closed | 2000 | Heating Oil No.2
PROVIDENCE | SOUTHSIDE AUTO SERVICE & TOWING | 600 BROAD ST | UST-18223 | Commercials | 1 | 1984-10-09 | Permanently Closed | 3000 | Gasoline
PROVIDENCE | SOUTHSIDE AUTO SERVICE & TOWING | 600 BROAD ST | UST-18223 | Commercials | 2 | 1984-10-09 | Permanently Closed | 3000 | Gasoline
PROVIDENCE | SOUTHSIDE AUTO SERVICE & TOWING | 600 BROAD ST | UST-18223 | Commercials | 3 | 1984-10-09 | Permanently Closed | 3000 | Gasoline
PROVIDENCE | SOUTHSIDE AUTO SERVICE & TOWING | 600 BROAD ST | UST-18223 | Commercials | 4 | 1984-10-09 | Permanently Closed | 500 | Waste Oil
PROVIDENCE | SOUTHSIDE AUTO SERVICE & TOWING | 600 BROAD ST | UST-18223 | Commercials | 5 | 1984-10-09 | Permanently Closed | 500 | Heating Oil No.2
PROVIDENCE | SOUTHSIDE COMMUNITY LAND TRUST | 404 BROAD ST | UST-4940 | Other | 1 | null | Permanently Closed | 1000 | Heating Oil No.2 | Single Walled
PROVIDENCE | SOUTHSIDE GATEWAYS | 496 BROAD ST | UST-4183 | Commercials | 1 | 1984-10-09 | Permanently Closed | 275 | Waste Oil
PROVIDENCE | SOUTHSIDE GATEWAYS | 496 BROAD ST | UST-4183 | Commercials | 2 | 1984-10-09 | Permanently Closed | 750 | Gasoline
PROVIDENCE | SOUTHSIDE GATEWAYS | 496 BROAD ST | UST-4183 | Commercials | 3 | 1984-10-09 | Permanently Closed | 1000 | Heating Oil No.2
PROVIDENCE | SOUTHSIDE GATEWAYS | 496 BROAD ST | UST-4183 | Commercials | 4 | 1984-10-09 | Permanently Closed | 275 | Waste Oil
PROVIDENCE | SOUTHSIDE GATEWAYS | 496 BROAD ST | UST-4183 | Commercials | 5 | 1984-10-09 | Permanently Closed | 5000 | Gasoline
PROVIDENCE | SOUTHSIDE GATEWAYS | 496 BROAD ST | UST-4183 | Commercials | 6 | 1984-10-09 | Permanently Closed | 500 | Waste Oil
PROVIDENCE | SPECTRUM COATINGS LABORATORIES | 217 CHAPMAN ST | UST-2475 | Industrial | 1 | 1979-08-01 | Permanently Closed | 750 | Hazardous Substance
PROVIDENCE | SPECTRUM COATINGS LABORATORIES | 217 CHAPMAN ST | UST-2475 | Industrial | 2 | 1979-08-01 | Permanently Closed | 750 | Hazardous Substance
PROVIDENCE | SPECTRUM COATINGS LABORATORIES | 217 CHAPMAN ST | UST-2475 | Industrial | 3 | 1979-08-01 | Permanently Closed | 2000 | Hazardous Substance
PROVIDENCE | SPECTRUM COATINGS LABORATORIES | 217 CHAPMAN ST | UST-2475 | Industrial | 4 | 1981-07-01 | Permanently Closed | 1000 | Hazardous Substance
PROVIDENCE | SPECTRUM COATINGS LABORATORIES | 217 CHAPMAN ST | UST-2475 | Industrial | 5 | 1969-08-01 | Permanently Closed | 660 | Hazardous Substance
PROVIDENCE | SPECTRUM COATINGS LABORATORIES | 217 CHAPMAN ST | UST-2475 | Industrial | 6 | 1969-08-01 | Permanently Closed | 660 | Hazardous Substance
PROVIDENCE | SPECTRUM COATINGS LABORATORIES | 217 CHAPMAN ST | UST-2475 | Industrial | 7 | 1969-08-01 | Permanently Closed | 660 | Hazardous Substance
PROVIDENCE | SPECTRUM COATINGS LABORATORIES | 217 CHAPMAN ST | UST-2475 | Industrial | 8 | 1969-08-01 | Permanently Closed | 660 | Hazardous Substance
PROVIDENCE | SPECTRUM COATINGS LABORATORIES | 217 CHAPMAN ST | UST-2475 | Industrial | 9 | 1969-08-01 | Permanently Closed | 660 | Hazardous Substance
PROVIDENCE | SPECTRUM COATINGS LABORATORIES | 217 CHAPMAN ST | UST-2475 | Industrial | 10 | 1969-08-01 | Permanently Closed | 660 | Hazardous Substance
PROVIDENCE | SPECTRUM COATINGS LABORATORIES | 217 CHAPMAN ST | UST-2475 | Industrial | 11 | 1984-10-09 | Permanently Closed | 3000 | Heating Oil No.2
PROVIDENCE | SPEEDWAY #2824 | 440 SMITHFIELD AVE | UST-1148 | Gasoline Station | 1 | 1965-05-01 | Permanently Closed | 500 | Heating Oil No.2
PROVIDENCE | SPEEDWAY #2824 | 440 SMITHFIELD AVE | UST-1148 | Gasoline Station | 2 | 1965-05-01 | Permanently Closed | 500 | Waste Oil
PROVIDENCE | SPEEDWAY #2824 | 440 SMITHFIELD AVE | UST-1148 | Gasoline Station | 3 | 1965-05-01 | Permanently Closed | 4000 | Gasoline
PROVIDENCE | SPEEDWAY #2824 | 440 SMITHFIELD AVE | UST-1148 | Gasoline Station | 4 | 1986-07-01 | Permanently Closed | 6000 | Diesel | Single Walled
PROVIDENCE | SPEEDWAY #2824 | 440 SMITHFIELD AVE | UST-1148 | Gasoline Station | 5 | 1965-05-01 | Permanently Closed | 6280 | Gasoline
PROVIDENCE | SPEEDWAY #2824 | 440 SMITHFIELD AVE | UST-1148 | Gasoline Station | 6 | 1986-07-01 | Permanently Closed | 6000 | Gasoline | Single Walled
PROVIDENCE | SPEEDWAY #2824 | 440 SMITHFIELD AVE | UST-1148 | Gasoline Station | 7 | 1965-05-01 | Permanently Closed | 6280 | Gasoline
PROVIDENCE | SPEEDWAY #2824 | 440 SMITHFIELD AVE | UST-1148 | Gasoline Station | 8 | 1986-07-01 | Permanently Closed | 8000 | Gasoline | Single Walled
PROVIDENCE | SPEEDWAY #2824 | 440 SMITHFIELD AVE | UST-1148 | Gasoline Station | 9 | 2014-08-27 | In Use | 20000 | Gasoline | Double Walled | 2014-08-14
PROVIDENCE | SPEEDWAY #2824 | 440 SMITHFIELD AVE | UST-1148 | Gasoline Station | 10 | 2014-08-27 | In Use | 12000 | Diesel | Double Walled | 2014-08-14
PROVIDENCE | SPEEDWAY #2824 | 440 SMITHFIELD AVE | UST-1148 | Gasoline Station | 11 | 2014-08-27 | In Use | 8000 | Gasoline | Double Walled | 2014-08-14
PROVIDENCE | SPEEDWAY #2831 | 1215 NORTH MAIN ST | UST-875 | Gasoline Station | 1 | 1973-04-01 | Permanently Closed | 4000 | Gasoline
PROVIDENCE | SPEEDWAY #2831 | 1215 NORTH MAIN ST | UST-875 | Gasoline Station | 2 | 1978-04-01 | Permanently Closed | 3000 | Gasoline
PROVIDENCE | SPEEDWAY #2831 | 1215 NORTH MAIN ST | UST-875 | Gasoline Station | 3 | 1978-04-01 | Permanently Closed | 3000 | Kerosene
PROVIDENCE | SPEEDWAY #2831 | 1215 NORTH MAIN ST | UST-875 | Gasoline Station | 4 | 1978-04-01 | Permanently Closed | 6000 | Gasoline
PROVIDENCE | SPEEDWAY #2831 | 1215 NORTH MAIN ST | UST-875 | Gasoline Station | 5 | 1982-04-01 | Permanently Closed | 4000 | Gasoline | Double Walled
PROVIDENCE | SPEEDWAY #2831 | 1215 NORTH MAIN ST | UST-875 | Gasoline Station | 6 | 1973-04-01 | Permanently Closed | 4000 | Gasoline
PROVIDENCE | SPEEDWAY #2831 | 1215 NORTH MAIN ST | UST-875 | Gasoline Station | 7 | 1984-10-09 | Permanently Closed | 550 | Heating Oil No.2
PROVIDENCE | SPEEDWAY #2831 | 1215 NORTH MAIN ST | UST-875 | Gasoline Station | 8 | 1984-10-09 | Permanently Closed | 275 | Heating Oil No.2
PROVIDENCE | SPEEDWAY #2831 | 1215 NORTH MAIN ST | UST-875 | Gasoline Station | 9 | 1963-08-01 | Permanently Closed | 550 | Mixture
PROVIDENCE | SPEEDWAY #2831 | 1215 NORTH MAIN ST | UST-875 | Gasoline Station | 10 | 1996-07-01 | In Use | 10000 | Gasoline | Double Walled | 2005-03-15
PROVIDENCE | SPEEDWAY #2831 | 1215 NORTH MAIN ST | UST-875 | Gasoline Station | 11 | 1996-07-01 | In Use | 10000 | Gasoline | Double Walled | 2005-03-15
PROVIDENCE | SPEEDWAY #2831 | 1215 NORTH MAIN ST | UST-875 | Gasoline Station | 12 | 1996-07-01 | In Use | 10000 | Gasoline | Double Walled | 2005-03-15
PROVIDENCE | SPEEDWAY #2831 | 1215 NORTH MAIN ST | UST-875 | Gasoline Station | 13 | 1996-07-01 | In Use | 10000 | Diesel | Double Walled | 2005-03-15
PROVIDENCE | SPEEDWAY #2831 | 1215 NORTH MAIN ST | UST-875 | Gasoline Station | 14 | 1996-07-01 | Permanently Closed | 600 | Mixture | Double Walled
PROVIDENCE | SPEEDWAY GAS & AUTO SERVICE, INC. | 399 BROADWAY | UST-1578 | Gasoline Station | 1 | 1957-02-01 | Permanently Closed | 4000 | Gasoline
PROVIDENCE | SPEEDWAY GAS & AUTO SERVICE, INC. | 399 BROADWAY | UST-1578 | Gasoline Station | 2 | 1957-02-01 | Permanently Closed | 3000 | Gasoline
PROVIDENCE | SPEEDWAY GAS & AUTO SERVICE, INC. | 399 BROADWAY | UST-1578 | Gasoline Station | 3 | 1957-02-01 | Permanently Closed | 3000 | Gasoline
PROVIDENCE | SPEEDWAY GAS & AUTO SERVICE, INC. | 399 BROADWAY | UST-1578 | Gasoline Station | 4 | 1984-10-09 | Permanently Closed | 500 | Waste Oil
PROVIDENCE | SPEEDWAY GAS & AUTO SERVICE, INC. | 399 BROADWAY | UST-1578 | Gasoline Station | 5 | 1984-10-09 | Permanently Closed | 500 | Heating Oil No.2
PROVIDENCE | SPEEDWAY GAS & AUTO SERVICE, INC. | 399 BROADWAY | UST-1578 | Gasoline Station | 6 | 1996-03-01 | Permanently Closed | 6000 | Gasoline | Double Walled
PROVIDENCE | SPEEDWAY GAS & AUTO SERVICE, INC. | 399 BROADWAY | UST-1578 | Gasoline Station | 7 | 1996-03-01 | Permanently Closed | 4000 | Gasoline | Double Walled
PROVIDENCE | SPEEDWAY GAS & AUTO SERVICE, INC. | 399 BROADWAY | UST-1578 | Gasoline Station | 8 | 1995-11-30 | Permanently Closed | 10000 | Gasoline | Double Walled
PROVIDENCE | SQUAREWAY ASSOCIATES | 228 WATERMAN ST | UST-18464 | Commercials | 1 | 1984-10-09 | Permanently Closed | 1000 | Heating Oil No.2
PROVIDENCE | ST ANTHONY'S CHURCH | 541 PLAINFIELD ST | UST-2005 | Other | 1 | 1984-10-09 | In Use | 2000 | Heating Oil No.2
PROVIDENCE | ST ANTHONY'S CHURCH | 541 PLAINFIELD ST | UST-2005 | Other | 2 | 1984-10-09 | Permanently Closed | 1500 | Heating Oil No.2
PROVIDENCE | ST BARTHOLOMEW SCHOOL | 315 LAUREL HILL AVE | UST-4948 | Education Private | 1 | 1952-01-01 | Permanently Closed | 5000 | Heating Oil No.2
PROVIDENCE | ST EDWARDS CHURCH/DAYCARE/WINDMILL ANNEX | 10 CAXTON ST | UST-3626 | Other | 1 | 1984-10-09 | Permanently Closed | 2000 | Heating Oil No.2
PROVIDENCE | ST EDWARDS CHURCH/DAYCARE/WINDMILL ANNEX | 10 CAXTON ST | UST-3626 | Other | 2 | 1984-10-09 | Permanently Closed | 2000 | Heating Oil No.2
PROVIDENCE | ST EDWARDS CHURCH/DAYCARE/WINDMILL ANNEX | 10 CAXTON ST | UST-3626 | Other | 3 | 1984-10-09 | Permanently Closed | 1500 | Heating Oil No.2
PROVIDENCE | ST. ANN'S RECTORY | 2 RUSSO ST | UST-18435 | Other | 1 | 1984-10-09 | Permanently Closed | 1000 | Heating Oil No.2
PROVIDENCE | ST. AUGUSTINE'S (SCHOOL) | 20 OLD RD | UST-16144 | Education Private | 1 | 1961-10-01 | Permanently Closed | 5000 | Heating Oil No.4
PROVIDENCE | ST. AUGUSTINE'S CHURCH | 639 MOUNT PLEASANT AVE | UST-3390 | Other | 1 | 1962-12-01 | Permanently Closed | 1000 | Heating Oil No.2
PROVIDENCE | ST. AUGUSTINE'S CHURCH | 639 MOUNT PLEASANT AVE | UST-3390 | Other | 2 | 1962-12-01 | Permanently Closed | 5000 | Heating Oil No.2
PROVIDENCE | ST. AUGUSTINES RECTORY | 20 OLD RD | UST-2467 | Private Residence | 1 | 1984-10-09 | In Use | 1000 | Heating Oil No.2
PROVIDENCE | ST. CHARLES BORROMEO CHURCH | 178 DEXTER ST | UST-2025 | Other | 1 | 1940-06-01 | Permanently Closed | 3000 | Heating Oil No.2
PROVIDENCE | ST. CHARLES BORROMEO CHURCH | 178 DEXTER ST | UST-2025 | Other | 2 | 1984-10-09 | Permanently Closed | 2000 | Heating Oil No.2
PROVIDENCE | ST. CHARLES CHURCH/BISHOP MCVINNEY MIDDLE SCHOOL | 155 HARRISON ST | UST-2141 | Education Private | 1 | 1966-10-01 | Permanently Closed | 2000 | Heating Oil No.2
PROVIDENCE | ST. CHARLES CHURCH/BISHOP MCVINNEY MIDDLE SCHOOL | 155 HARRISON ST | UST-2141 | Education Private | 2 | 1984-10-09 | Permanently Closed | 1000 | Heating Oil No.2
PROVIDENCE | ST. CHARLES RECTORY/CHURCH | 190 NORTH MAIN ST | UST-18173 | Other | 1 | 1984-10-09 | Permanently Closed | 2000 | Heating Oil No.2
PROVIDENCE | ST. DUNSTAN'S SCHOOL | 220 UNIVERSITY AVE | UST-16004 | Education Private | 1 | 1984-10-09 | Permanently Closed | 4000 | Heating Oil No.2
PROVIDENCE | ST. ELIZABETH HOME | 109 MELROSE ST` | UST-18646 | Other | 1 | 1984-10-09 | Permanently Closed | 3000 | Diesel
PROVIDENCE | ST. FRANCIS CHAPEL | 58 WEYBOSSET ST | UST-2574 | Commercials | 1 | 1984-07-01 | Permanently Closed | 500 | Diesel
PROVIDENCE | ST. FRANCIS CHAPEL | 58 WEYBOSSET ST | UST-2574 | Commercials | 2 | 1984-10-09 | Permanently Closed | 5000 | Heating Oil No.2
PROVIDENCE | ST. FRANCIS CHAPEL | 58 WEYBOSSET ST | UST-2574 | Commercials | 3 | 1999-10-12 | Permanently Closed | 500 | Diesel | Double Walled
PROVIDENCE | ST. JOHN VIANNEY | 493 MT. PLEASANT AVE | UST-2051 | Other | 1 | 1978-01-01 | Permanently Closed | 8000 | Heating Oil No.2
PROVIDENCE | ST. JOHN'S CHURCH AND RECTORY | SUTTON & ATWELLS AVE | UST-16214 | Other | 1 | 1984-10-09 | Permanently Closed | 1000 | Heating Oil No.2
PROVIDENCE | ST. JOHNS DEVELOPMENT | 776 BROAD ST | UST-16183 | Commercials | 1 | 1984-10-09 | Permanently Closed | 4000 | Gasoline
PROVIDENCE | ST. JOHNS DEVELOPMENT | 776 BROAD ST | UST-16183 | Commercials | 2 | 1984-10-09 | Permanently Closed | 4000 | Gasoline
PROVIDENCE | ST. JOHNS DEVELOPMENT | 776 BROAD ST | UST-16183 | Commercials | 3 | 1984-10-09 | Permanently Closed | 4000 | Gasoline
PROVIDENCE | ST. JOSEPH CHURCH | 92 HOPE ST | UST-2038 | Other | 1 | 1997-06-21 | Permanently Closed | 3000 | Heating Oil No.2
PROVIDENCE | ST. JOSEPH HEALTH CENTER | 21 PEACE ST | UST-3178 | Other | 1 | 1984-10-09 | Permanently Closed | 5000 | Diesel
PROVIDENCE | ST. JOSEPH HEALTH CENTER | 21 PEACE ST | UST-3178 | Other | 2 | 1984-10-09 | Permanently Closed | 25000 | Heating Oil No.6
PROVIDENCE | ST. JOSEPH HEALTH CENTER | 21 PEACE ST | UST-3178 | Other | 3 | 1999-06-04 | Permanently Closed | 20000 | Heating Oil No.6 | Double Walled
PROVIDENCE | ST. MARIA HOME FOR WORKING GIRLS | 125 GOVERNOR ST | UST-3656 | Other | 1 | 1899-12-31 | Permanently Closed | 10000 | Heating Oil No.4
PROVIDENCE | ST. MARIA HOME FOR WORKING GIRLS | 125 GOVERNOR ST | UST-3656 | Other | 2 | 1899-12-31 | Permanently Closed | 5000 | Other
PROVIDENCE | ST. MARTIN CHURCH | 50 ORCHARD PL | UST-17479 | Other | 1 | 1984-10-09 | Permanently Closed | 2000 | Heating Oil No.2
PROVIDENCE | ST. MARTIN DE PORRES CENTER | 160 CRANSTON ST | UST-2014 | Other | 1 | 1965-06-01 | In Use | 4000 | Heating Oil No.2
PROVIDENCE | ST. MARY'S HOME FOR CHILDREN | 928 SMITH ST | UST-4401 | Multiple Residence | 1 | 1984-10-09 | Permanently Closed | 2000 | Heating Oil No.2
PROVIDENCE | ST. MICHAEL'S CHURCH CORPORATION | 239 OXFORD ST | UST-1764 | Other | 1 | 1984-10-09 | Permanently Closed | 2000 | Heating Oil No.2
PROVIDENCE | ST. PATRICK SCHOOL/CHURCH | 244 SMITH ST | UST-3569 | Education Private | 1 | 1965-09-01 | Permanently Closed | 5000 | Heating Oil No.4
PROVIDENCE | ST. PAUL'S ENV. LUTHERAN CHURCH | 445 ELMWOOD AVE | UST-18663 | Other | 1 | 1984-10-09 | Permanently Closed | 1000 | Heating Oil No.2
PROVIDENCE | ST. PIUS V SCHOOL | 49 ELMHURST AVE | UST-3677 | Education Private | 1 | 1984-10-09 | In Use | 3000 | Heating Oil No.2
PROVIDENCE | ST. RAYMOND SCHOOL | 260 HIGHLAND AVE | UST-2041 | Education Private | 1 | 1984-10-09 | Permanently Closed | 2000 | Heating Oil No.2
PROVIDENCE | ST. RAYMOND'S CHURCH | 1240 NORTH MAIN ST | UST-4510 | Other | 1 | 1984-10-09 | Permanently Closed | 2000 | Heating Oil No.2
PROVIDENCE | ST. TERESA'S CHURCH | 18 POPE ST | UST-16822 | Other | 1 | 1984-10-09 | Permanently Closed | 1000 | Heating Oil No.2
PROVIDENCE | ST. TERESA'S SCHOOL | 17 POPE ST | UST-16145 | Other | 1 | 1984-10-09 | Permanently Closed | 2000 | Heating Oil No.2
PROVIDENCE | ST. TERESA'S SCHOOL | 17 POPE ST | UST-16145 | Other | 2 | 1984-10-09 | Permanently Closed | 2000 | Heating Oil No.2
PROVIDENCE | ST. THOMAS CHURCH/SCHOOL | 65 FRUITHILL AVE | UST-2023 | Education Private | 1 | 1984-10-09 | Permanently Closed | 2000 | Heating Oil No.2
PROVIDENCE | ST. THOMAS CHURCH/SCHOOL | 65 FRUITHILL AVE | UST-2023 | Education Private | 2 | 1959-06-01 | Permanently Closed | 3000 | Unknown
PROVIDENCE | STANLEY R. BALKUM RECOVABLE LIVING TRUST | 68 LAURA ST | UST-19168 | Private Residence | 1 | 1984-10-09 | Permanently Closed | 1000 | Gasoline
PROVIDENCE | STANLEY'S | 911 BROAD ST | UST-19284 | Gasoline Station | 1 | 1984-10-09 | Permanently Closed | 550 | Heating Oil No.2
PROVIDENCE | STANLEY'S | 911 BROAD ST | UST-19284 | Gasoline Station | 2 | 1984-10-09 | Tank Not Found | 1000 | Gasoline
PROVIDENCE | STANLEY'S | 911 BROAD ST | UST-19284 | Gasoline Station | 3 | 1984-10-09 | Tank Not Found | 1000 | Gasoline
PROVIDENCE | STANLEY'S | 911 BROAD ST | UST-19284 | Gasoline Station | 4 | 1984-10-09 | Tank Not Found | 1000 | Gasoline
PROVIDENCE | STANLEY'S | 911 BROAD ST | UST-19284 | Gasoline Station | 5 | 1984-10-09 | Permanently Closed | 4000 | Gasoline
PROVIDENCE | STANLEY'S | 911 BROAD ST | UST-19284 | Gasoline Station | 6 | 1984-10-09 | Permanently Closed | 6000 | Gasoline
PROVIDENCE | STANLEY'S | 911 BROAD ST | UST-19284 | Gasoline Station | 7 | 1984-10-09 | Permanently Closed | 2000 | Gasoline
PROVIDENCE | STANLEY'S | 911 BROAD ST | UST-19284 | Gasoline Station | 8 | 1984-10-09 | Permanently Closed | 1000 | Waste Oil
PROVIDENCE | STAR ENTERPRISE | 520 ALLENS AVE | UST-488 | Gasoline Station | 1 | 1955-04-01 | Permanently Closed | 4000 | Gasoline
PROVIDENCE | STAR ENTERPRISE | 520 ALLENS AVE | UST-488 | Gasoline Station | 2 | 1975-04-01 | Permanently Closed | 4000 | Hazardous Substance
PROVIDENCE | STAR ENTERPRISE | 520 ALLENS AVE | UST-488 | Gasoline Station | 3 | 1955-04-01 | Permanently Closed | 10000 | Diesel
PROVIDENCE | STAR ENTERPRISE | 520 ALLENS AVE | UST-488 | Gasoline Station | 4 | 1955-04-01 | Permanently Closed | 10000 | Diesel
PROVIDENCE | STAR ENTERPRISE | 520 ALLENS AVE | UST-488 | Gasoline Station | 5 | 1955-04-01 | Permanently Closed | 10000 | Diesel
PROVIDENCE | STAR ENTERPRISE | 520 ALLENS AVE | UST-488 | Gasoline Station | 6 | 1978-04-01 | Permanently Closed | 10000 | Hazardous Substance
PROVIDENCE | STAR ENTERPRISE | 520 ALLENS AVE | UST-488 | Gasoline Station | 7 | 1978-04-01 | Permanently Closed | 10000 | Hazardous Substance
PROVIDENCE | STAR ENTERPRISE | 520 ALLENS AVE | UST-488 | Gasoline Station | 8 | 1955-04-01 | Permanently Closed | 4000 | Diesel
PROVIDENCE | STAR ENTERPRISE | 520 ALLENS AVE | UST-488 | Gasoline Station | 9 | 1960-04-01 | Permanently Closed | 250 | Waste Oil
PROVIDENCE | STAR ENTERPRISE | 520 ALLENS AVE | UST-488 | Gasoline Station | 10 | 1955-04-01 | Permanently Closed | 10000 | Gasoline
PROVIDENCE | STAR ENTERPRISE | 520 ALLENS AVE | UST-488 | Gasoline Station | 11 | 1955-04-01 | Permanently Closed | 10000 | Diesel
PROVIDENCE | STAR ENTERPRISE | 520 ALLENS AVE | UST-488 | Gasoline Station | 12 | 1955-04-01 | Permanently Closed | 10000 | Diesel
PROVIDENCE | STAR ENTERPRISE | 520 ALLENS AVE | UST-488 | Gasoline Station | 13 | 1955-04-01 | Permanently Closed | 550 | Heating Oil No.2
PROVIDENCE | STAR ENTERPRISE | 520 ALLENS AVE | UST-488 | Gasoline Station | 14 | 1955-04-01 | Permanently Closed | 550 | Gasoline
PROVIDENCE | STAR ENTERPRISE | 520 ALLENS AVE | UST-488 | Gasoline Station | 15 | 1955-04-01 | Permanently Closed | 4000 | Heating Oil No.2
PROVIDENCE | STAR ENTERPRISE | 520 ALLENS AVE | UST-488 | Gasoline Station | 16 | 1986-09-01 | Permanently Closed | 4000 | Gasoline
PROVIDENCE | STAR ENTERPRISE | 520 ALLENS AVE | UST-488 | Gasoline Station | 17 | 1984-10-09 | Permanently Closed | 400 | Waste Oil
PROVIDENCE | STAR ENTERPRISE | 1120 EDDY ST | UST-16190 | Commercials | 1 | 1981-11-01 | Permanently Closed | 4000 | Heating Oil No.2
PROVIDENCE | STATE ARSENAL | 176 BENEFIT ST | UST-2504 | Federal Government | 1 | 1984-10-09 | Permanently Closed | 1000 | Heating Oil No.2
PROVIDENCE | STATE AUTO BODY | 380 VALLEY ST | UST-16698 | Commercials | 1 | 1984-10-09 | Permanently Closed | 2000 | Gasoline
PROVIDENCE | STATE OF RHODE ISLAND - DOT (CONTRACT 10-11/AREA 1 | BENEFIT AND WICKENDEN ST | UST-4362 | State Government | 1 | 1984-10-09 | Permanently Closed | 2600 | Unknown
PROVIDENCE | STEERE HOUSE | 807 BROAD ST | UST-16593 | Commercials | 1 | 1984-10-09 | Permanently Closed | 4000 | Diesel
PROVIDENCE | STEVEN FRIEDMAN | 18 HALSEY ST | UST-16933 | Private Residence | 1 | 1984-10-09 | Permanently Closed | 2000 | Heating Oil No.2
PROVIDENCE | STONE CREST APARTMENTS | 820 ATWELLS AVE | UST-3075 | Commercials | 1 | 1989-05-01 | In Use | 1000 | Heating Oil No.2
PROVIDENCE | STOP & SHOP | 1525 SMITH ST | UST-15944 | Commercials | 1 | 1984-10-09 | Permanently Closed | 2000 | Heating Oil No.2
PROVIDENCE | STOP & SHOP #722 | 850 MANTON AVE | UST-18271 | Gasoline Station | 1 | 1997-09-19 | In Use | 12000 | Gasoline | Double Walled | 2017-12-11
PROVIDENCE | STOP & SHOP #722 | 850 MANTON AVE | UST-18271 | Gasoline Station | 2 | 1997-09-19 | In Use | 8000 | Gasoline | Double Walled | 2017-12-11
PROVIDENCE | STOP & SHOP BUILDING | 356 RESERVOIR AVE | UST-2427 | Commercials | 1 | 1981-06-01 | Permanently Closed | 1000 | Heating Oil No.2
PROVIDENCE | STOP & SHOP FUELING FACILITY | 333 ADELAIDE AVE | UST-19019 | Commercials | 1 | 2002-05-26 | Permanently Closed | 14000 | Gasoline | Double Walled
PROVIDENCE | STOP & SHOP FUELING FACILITY | 333 ADELAIDE AVE | UST-19019 | Commercials | 2 | 2002-05-26 | Permanently Closed | 7000 | Gasoline | Double Walled
PROVIDENCE | STOP AND SHOP FUELING FACILITY #725 | 291 BRANCH AVE | UST-2939 | Gasoline Station | 1 | 1975-01-01 | Permanently Closed | 6000 | Gasoline
PROVIDENCE | STOP AND SHOP FUELING FACILITY #725 | 291 BRANCH AVE | UST-2939 | Gasoline Station | 2 | 1975-01-01 | Permanently Closed | 6000 | Gasoline
PROVIDENCE | STOP AND SHOP FUELING FACILITY #725 | 291 BRANCH AVE | UST-2939 | Gasoline Station | 3 | 1970-01-01 | Permanently Closed | 6000 | Gasoline
PROVIDENCE | STOP AND SHOP FUELING FACILITY #725 | 291 BRANCH AVE | UST-2939 | Gasoline Station | 4 | 1974-01-01 | Permanently Closed | 500 | Waste Oil
PROVIDENCE | STOP AND SHOP FUELING FACILITY #725 | 291 BRANCH AVE | UST-2939 | Gasoline Station | 5 | 1974-01-01 | Permanently Closed | 500 | Heating Oil No.2
PROVIDENCE | STOP AND SHOP FUELING FACILITY #725 | 291 BRANCH AVE | UST-2939 | Gasoline Station | 6 | 1996-10-01 | Permanently Closed | 8000 | Gasoline | Double Walled
PROVIDENCE | STOP AND SHOP FUELING FACILITY #725 | 291 BRANCH AVE | UST-2939 | Gasoline Station | 7 | 1996-10-01 | Permanently Closed | 10000 | Gasoline | Double Walled
PROVIDENCE | STOP AND SHOP FUELING FACILITY #725 | 291 BRANCH AVE | UST-2939 | Gasoline Station | 8 | 2012-09-24 | In Use | 30000 | Gasoline | Double Walled
PROVIDENCE | STOP AND SHOP FUELING FACILITY #725 | 291 BRANCH AVE | UST-2939 | Gasoline Station | 9 | 2012-09-19 | In Use | 10000 | Gasoline | Double Walled
PROVIDENCE | STORES OPERATIONS | 285 GEORGE M. COHEN BLVD | UST-18546 | Education Private | 1 | 1984-10-09 | Permanently Closed | 275 | Heating Oil No.2
PROVIDENCE | STRATFORD HOUSE ASSOCIATES | 675 ELMWOOD AVE | UST-3973 | Commercials | 1 | 1984-10-09 | Permanently Closed | 4000 | Hazardous Substance
PROVIDENCE | STRATFORD HOUSE ASSOCIATES | 675 ELMWOOD AVE | UST-3973 | Commercials | 2 | 1984-10-09 | Permanently Closed | 4000 | Hazardous Substance
PROVIDENCE | STRATFORD HOUSE ASSOCIATES | 675 ELMWOOD AVE | UST-3973 | Commercials | 3 | 1984-10-09 | Permanently Closed | 4000 | Hazardous Substance
PROVIDENCE | STRATFORD HOUSE ASSOCIATES | 675 ELMWOOD AVE | UST-3973 | Commercials | 4 | 1984-10-09 | Permanently Closed | 400 | Hazardous Substance
PROVIDENCE | STRATFORD HOUSE ASSOCIATES | 675 ELMWOOD AVE | UST-3973 | Commercials | 5 | 1984-10-09 | Permanently Closed | 4000 | Hazardous Substance
PROVIDENCE | STRATFORD HOUSE ASSOCIATES | 675 ELMWOOD AVE | UST-3973 | Commercials | 6 | 1984-10-09 | Permanently Closed | 4000 | Hazardous Substance
PROVIDENCE | STRATFORD HOUSE ASSOCIATES | 675 ELMWOOD AVE | UST-3973 | Commercials | 7 | 1984-10-09 | Permanently Closed | 4000 | Hazardous Substance
PROVIDENCE | STRATFORD HOUSE ASSOCIATES | 675 ELMWOOD AVE | UST-3973 | Commercials | 8 | 1984-10-09 | Permanently Closed | 4000 | Hazardous Substance
PROVIDENCE | STRATFORD HOUSE ASSOCIATES | 675 ELMWOOD AVE | UST-3973 | Commercials | 9 | 1984-10-09 | Permanently Closed | 4000 | Hazardous Substance
PROVIDENCE | STRATFORD HOUSE ASSOCIATES | 675 ELMWOOD AVE | UST-3973 | Commercials | 10 | 1984-10-09 | Permanently Closed | 400 | Hazardous Substance
PROVIDENCE | STRIP MALL | 131 ELMGROVE AVE | UST-18249 | Commercials | 1 | 1984-10-09 | Permanently Closed | 1000 | Heating Oil No.2
PROVIDENCE | SUGAL REALTY, INC. | 99 SOUTH ST | UST-18824 | Commercials | 1 | 1984-10-09 | Permanently Closed | 2000 | Unknown
PROVIDENCE | SUMMER STREET MANAGEMENT LLC | 111 SUMMER ST | UST-4946 | Commercials | 1 | null | Permanently Closed | 5000 | Heating Oil No.2
PROVIDENCE | SUMMIT MEDICAL CENTER | 1085 NORTH MAIN ST | UST-18863 | Other | 1 | 1984-10-09 | Permanently Closed | 3000 | Diesel
PROVIDENCE | SUN REFINING AND MARKETING CO. | 35 TERMINAL RD | UST-1250 | Commercials | 1 | 1954-05-01 | Permanently Closed | 3000 | Heating Oil No.2
PROVIDENCE | SUN REFINING AND MARKETING CO. | 35 TERMINAL RD | UST-1250 | Commercials | 2 | 1972-05-01 | Permanently Closed | 3000 | Waste Oil
PROVIDENCE | SUN REFINING AND MARKETING CO. | 35 TERMINAL RD | UST-1250 | Commercials | 4 | 1963-05-01 | Permanently Closed | 4000 | Heating Oil No.2
PROVIDENCE | SUN REFINING AND MARKETING CO. | 35 TERMINAL RD | UST-1250 | Commercials | 5 | 1963-05-01 | Permanently Closed | 550 | Waste Oil
PROVIDENCE | SUNOCO #0012-0311 | 597 BRANCH AVE | UST-618 | Gasoline Station | 1 | 1970-11-01 | Permanently Closed | 4000 | Gasoline
PROVIDENCE | SUNOCO #0012-0311 | 597 BRANCH AVE | UST-618 | Gasoline Station | 2 | 1970-11-01 | Permanently Closed | 4000 | Gasoline
PROVIDENCE | SUNOCO #0012-0311 | 597 BRANCH AVE | UST-618 | Gasoline Station | 3 | 1970-11-01 | Permanently Closed | 4000 | Gasoline
PROVIDENCE | SUNOCO #0012-0311 | 597 BRANCH AVE | UST-618 | Gasoline Station | 4 | 1973-11-01 | Permanently Closed | 4000 | Gasoline
PROVIDENCE | SUNOCO #0012-0311 | 597 BRANCH AVE | UST-618 | Gasoline Station | 5 | 1970-11-01 | Permanently Closed | 550 | Waste Oil
PROVIDENCE | SUNOCO #0012-0311 | 597 BRANCH AVE | UST-618 | Gasoline Station | 6 | 1989-01-01 | Permanently Closed | 1000 | Waste Oil | Single Walled
PROVIDENCE | SUNOCO #0012-0311 | 597 BRANCH AVE | UST-618 | Gasoline Station | 7 | 1970-11-01 | Permanently Closed | 550 | Heating Oil No.2
PROVIDENCE | SUNOCO #0012-0311 | 597 BRANCH AVE | UST-618 | Gasoline Station | 8 | 1989-01-01 | Permanently Closed | 1000 | Heating Oil No.2
PROVIDENCE | SUNOCO #0012-0311 | 597 BRANCH AVE | UST-618 | Gasoline Station | 9 | 1989-01-01 | Permanently Closed | 8000 | Gasoline | Single Walled | 1994-07-25
PROVIDENCE | SUNOCO #0012-0311 | 597 BRANCH AVE | UST-618 | Gasoline Station | 10 | 1989-01-01 | Permanently Closed | 8000 | Gasoline | Single Walled
PROVIDENCE | SUNOCO #0012-0311 | 597 BRANCH AVE | UST-618 | Gasoline Station | 11 | 1989-01-01 | Permanently Closed | 8000 | Gasoline | Single Walled
PROVIDENCE | SUNOCO #0012-0311 | 597 BRANCH AVE | UST-618 | Gasoline Station | 12 | 2021-04-13 | In Use | 8000 | Gasoline | Double Walled | 1994-07-25
PROVIDENCE | SUNOCO #0012-0311 | 597 BRANCH AVE | UST-618 | Gasoline Station | 13 | 2021-04-13 | In Use | 4000 | Diesel | Double Walled | 2021-04-15
PROVIDENCE | SUNOCO #0012-0311 | 597 BRANCH AVE | UST-618 | Gasoline Station | 14 | 2021-04-13 | In Use | 8000 | Gasoline | Double Walled | 1994-07-25
PROVIDENCE | SUNOCO #0012-0311 | 597 BRANCH AVE | UST-618 | Gasoline Station | 15 | 2021-04-13 | In Use | 4000 | Gasoline | Double Walled | 1994-07-25
PROVIDENCE | SUNSET VILLAGE | 230 CHAD BROWN ST | UST-18274 | Other | 1 | 1984-10-09 | Permanently Closed | 7500 | Heating Oil No.4
PROVIDENCE | SUPREME GAS | 168 RIVER AVE | UST-921 | Gasoline Station | 1 | 1972-06-01 | Permanently Closed | 6000 | Gasoline
PROVIDENCE | SUPREME GAS | 168 RIVER AVE | UST-921 | Gasoline Station | 2 | 1972-06-01 | Permanently Closed | 6000 | Gasoline
PROVIDENCE | SUPREME GAS | 168 RIVER AVE | UST-921 | Gasoline Station | 3 | 1972-06-01 | Permanently Closed | 6000 | Gasoline
PROVIDENCE | SUPREME GAS | 168 RIVER AVE | UST-921 | Gasoline Station | 4 | 1972-06-01 | Permanently Closed | 550 | Heating Oil No.2
PROVIDENCE | SUPREME GAS | 168 RIVER AVE | UST-921 | Gasoline Station | 5 | 1987-10-01 | In Use | 550 | Heating Oil No.2 | Single Walled
PROVIDENCE | SUPREME GAS | 168 RIVER AVE | UST-921 | Gasoline Station | 6 | 1972-06-01 | Permanently Closed | 550 | Waste Oil
PROVIDENCE | SUPREME GAS | 168 RIVER AVE | UST-921 | Gasoline Station | 7 | 1987-10-23 | In Use | 12000 | Gasoline | Double Walled | 2020-02-05
PROVIDENCE | SUPREME GAS | 168 RIVER AVE | UST-921 | Gasoline Station | 8 | 1987-10-22 | In Use | 12000 | Gasoline | Double Walled | 2020-02-05
PROVIDENCE | SUPREME GAS | 168 RIVER AVE | UST-921 | Gasoline Station | 9 | 1987-10-22 | In Use | 12000 | Gasoline | Double Walled | 2020-02-05
PROVIDENCE | SURFACE COATINGS LLC | 26 PLYMOUTH ST | UST-18615 | Industrial | 1 | 1984-10-09 | Permanently Closed | 5000 | Heating Oil No.2
PROVIDENCE | SWAN POINT CEMETERY | 585 BLACKSTONE BLVD | UST-1582 | Other | 1 | 1964-04-01 | Permanently Closed | 1000 | Diesel
PROVIDENCE | SWAN POINT CEMETERY | 585 BLACKSTONE BLVD | UST-1582 | Other | 2 | 1981-04-01 | Permanently Closed | 4000 | Gasoline
PROVIDENCE | SYDNEY SUPPLY CO. | 176 UNION AVE | UST-2295 | Commercials | 1 | 1969-06-01 | Permanently Closed | 5000 | Heating Oil No.2
PROVIDENCE | T. DINOLA FUELS, INC. | 840 ALLENS AVE | UST-1019 | Industrial | 1 | 1973-04-01 | Permanently Closed | 2000 | Kerosene
PROVIDENCE | T. DINOLA FUELS, INC. | 840 ALLENS AVE | UST-1019 | Industrial | 2 | 1973-04-01 | Permanently Closed | 5000 | Heating Oil No.2
PROVIDENCE | T. DINOLA FUELS, INC. | 840 ALLENS AVE | UST-1019 | Industrial | 3 | 1973-04-01 | Permanently Closed | 5000 | Heating Oil No.2
PROVIDENCE | T. DINOLA FUELS, INC. | 840 ALLENS AVE | UST-1019 | Industrial | 4 | 1973-04-01 | Permanently Closed | 4000 | Gasoline
PROVIDENCE | T. DINOLA FUELS, INC. | 840 ALLENS AVE | UST-1019 | Industrial | 5 | 1973-04-01 | Permanently Closed | 4000 | Gasoline
PROVIDENCE | T. DINOLA FUELS, INC. | 840 ALLENS AVE | UST-1019 | Industrial | 6 | 1973-04-01 | Permanently Closed | 5000 | Gasoline
PROVIDENCE | T. DINOLA FUELS, INC. | 840 ALLENS AVE | UST-1019 | Industrial | 7 | 1973-04-01 | Permanently Closed | 500 | Waste Oil
PROVIDENCE | T. DINOLA FUELS, INC. | 840 ALLENS AVE | UST-1019 | Industrial | 8 | 1964-04-01 | Permanently Closed | 500 | Heating Oil No.2
PROVIDENCE | T.F. GREEN HALL | 7 YOUNG ORCHARD ST | UST-19161 | Education Private | 1 | 1984-10-09 | Permanently Closed | 550 | Diesel
PROVIDENCE | TAFT COMPANY | 90 TAFT AVE | UST-3557 | Commercials | 1 | 1984-10-09 | Permanently Closed | 1000 | Heating Oil No.2
PROVIDENCE | TARRO SERVICE (TOM & FRED'S SERV. STA.) | 618 HARTFORD AVE | UST-962 | Gasoline Station | 1 | 1952-04-01 | Permanently Closed | 10000 | Gasoline
PROVIDENCE | TARRO SERVICE (TOM & FRED'S SERV. STA.) | 618 HARTFORD AVE | UST-962 | Gasoline Station | 2 | 1952-04-01 | Permanently Closed | 10000 | Gasoline
PROVIDENCE | TARRO SERVICE (TOM & FRED'S SERV. STA.) | 618 HARTFORD AVE | UST-962 | Gasoline Station | 3 | 1952-04-01 | Permanently Closed | 1000 | Other
PROVIDENCE | TARRO SERVICE (TOM & FRED'S SERV. STA.) | 618 HARTFORD AVE | UST-962 | Gasoline Station | 4 | 1952-04-01 | Permanently Closed | 1000 | Other
PROVIDENCE | TARRO SERVICE (TOM & FRED'S SERV. STA.) | 618 HARTFORD AVE | UST-962 | Gasoline Station | 5 | 1984-10-09 | Permanently Closed | 275 | Waste Oil
PROVIDENCE | TARRO SERVICE (TOM & FRED'S SERV. STA.) | 618 HARTFORD AVE | UST-962 | Gasoline Station | 6 | 1984-10-09 | Permanently Closed | 275 | Heating Oil No.2
PROVIDENCE | TCA ENTERPRISES | 728 VALLEY ST | UST-3171 | Commercials | 1 | 1970-02-01 | Permanently Closed | 1000 | Heating Oil No.2
PROVIDENCE | TCA ENTERPRISES | 728 VALLEY ST | UST-3171 | Commercials | 2 | 1984-10-09 | Permanently Closed | 500 | Gasoline
PROVIDENCE | TEL REALTY COMPANY | 91 HARTFORD AVE | UST-3716 | Other | 1 | 1970-09-01 | Permanently Closed | 10000 | Heating Oil No.4
PROVIDENCE | TEMPLE BETH E | 70 ORCHARD AVE | UST-16797 | Other | 1 | 1984-10-09 | Permanently Closed | 10000 | Heating Oil No.4
PROVIDENCE | TERCAT TOOL & DIE CO. | 31 DELAINE ST | UST-5060 | Commercials | 1 | null | Permanently Closed | 1000 | Heating Oil No.2 | Single Walled
PROVIDENCE | TEXACO | 540 ALLENS AVE | UST-429 | Gasoline Station | 1 | 1971-04-01 | Permanently Closed | 2000 | Gasoline
PROVIDENCE | TEXACO | 540 ALLENS AVE | UST-429 | Gasoline Station | 2 | 1971-04-01 | Permanently Closed | 6000 | Gasoline
PROVIDENCE | TEXACO | 540 ALLENS AVE | UST-429 | Gasoline Station | 3 | 1971-04-01 | Permanently Closed | 4000 | Gasoline
PROVIDENCE | TEXACO | 540 ALLENS AVE | UST-429 | Gasoline Station | 4 | 1982-04-01 | Permanently Closed | 4000 | Diesel
PROVIDENCE | TEXACO | 540 ALLENS AVE | UST-429 | Gasoline Station | 5 | 1982-04-01 | Permanently Closed | 4000 | Diesel
PROVIDENCE | TEXACO | 540 ALLENS AVE | UST-429 | Gasoline Station | 6 | 1971-04-01 | Permanently Closed | 500 | Waste Oil
PROVIDENCE | TEXACO | 540 ALLENS AVE | UST-429 | Gasoline Station | 7 | 1980-04-01 | Permanently Closed | 1000 | Heating Oil No.2
PROVIDENCE | THAYER STREET | 135 THAYER ST | UST-18418 | Education Private | 1 | 1984-10-09 | Permanently Closed | 1000 | Heating Oil No.2
PROVIDENCE | THAYER STREET | 311-315 THAYER ST | UST-18424 | Education Private | 1 | 1984-10-09 | Permanently Closed | 2000 | Heating Oil No.2
PROVIDENCE | THE ATLUS CENTER | 10 CHARLES ST | UST-4100 | Commercials | 1 | 1984-10-09 | Permanently Closed | 275 | Heating Oil No.2
PROVIDENCE | THE C. J. FOX COMPANY | 2 FOX PL | UST-15956 | Commercials | 1 | 1984-10-09 | Permanently Closed | 2000 | Heating Oil No.2
PROVIDENCE | THE C. J. FOX COMPANY | 2 FOX PL | UST-15956 | Commercials | 2 | 1984-10-09 | Permanently Closed | 5000 | Heating Oil No.2
PROVIDENCE | THE CHILDREN'S MUSEUM OF RI | 100 SOUTH ST | UST-3666 | Industrial | 1 | 1982-12-01 | Permanently Closed | 5000 | Heating Oil No.2
PROVIDENCE | THE EDGEWOOD | 1710 BROAD ST | UST-3675 | Commercials | 1 | 1960-05-01 | Permanently Closed | 1000 | Heating Oil No.2
PROVIDENCE | THE FEDERAL CENTER | 380 WESTMINSTER ST | UST-3681 | Commercials | 1 | 1982-10-01 | Permanently Closed | 1000 | Diesel | Single Walled
PROVIDENCE | THE FOUNDRY | 235 PROMENADE (25 HOLDEN) ST | UST-4178 | Commercials | 1 | 1984-10-09 | Permanently Closed | 2250 | Waste Oil
PROVIDENCE | THE FOUNDRY | 235 PROMENADE (25 HOLDEN) ST | UST-4178 | Commercials | 2 | 1984-10-09 | Permanently Closed | 2000 | Heating Oil No.2
PROVIDENCE | THE FOXON COMPANY | 235 WEST PARK ST | UST-3587 | Industrial | 1 | 1984-10-09 | Permanently Closed | 1000 | Heating Oil No.2 | Single Walled
PROVIDENCE | THE FOXON COMPANY | 235 WEST PARK ST | UST-3587 | Industrial | 2 | 1984-10-09 | Permanently Closed | 2500 | Heating Oil No.2 | Single Walled
PROVIDENCE | THE MIRIAM HOSPITAL | 164 SUMMIT AVE | UST-1479 | Other | 1 | 1963-10-01 | Permanently Closed | 4000 | Diesel
PROVIDENCE | THE MIRIAM HOSPITAL | 164 SUMMIT AVE | UST-1479 | Other | 2 | 1984-10-09 | Permanently Closed | 5000 | Heating Oil No.2
PROVIDENCE | THE MIRIAM HOSPITAL | 164 SUMMIT AVE | UST-1479 | Other | 3 | 1964-12-01 | Permanently Closed | 20000 | Heating Oil No.6
PROVIDENCE | THE MIRIAM HOSPITAL | 164 SUMMIT AVE | UST-1479 | Other | 4 | 1964-12-01 | Permanently Closed | 20000 | Heating Oil No.6
PROVIDENCE | THE MIRIAM HOSPITAL | 164 SUMMIT AVE | UST-1479 | Other | 5 | 1988-02-01 | In Use | 4000 | Diesel | Double Walled | 2005-03-01
PROVIDENCE | THE MIRIAM HOSPITAL | 164 SUMMIT AVE | UST-1479 | Other | 6 | 2005-02-01 | In Use | 20000 | Heating Oil No.6 | Double Walled | 2005-03-01
PROVIDENCE | THE MIRIAM HOSPITAL | 164 SUMMIT AVE | UST-1479 | Other | 7 | 2005-03-01 | In Use | 15000 | Diesel | Double Walled | 2005-03-01
PROVIDENCE | THE PROVIDENCE JOURNAL BULLETIN | 75 FOUNTAIN ST | UST-3470 | Commercials | 1 | 1991-04-01 | Permanently Closed | 5000 | Heating Oil No.6 | Double Walled
PROVIDENCE | THE PROVIDENCE JOURNAL BULLETIN | 75 FOUNTAIN ST | UST-3470 | Commercials | 2 | 1991-04-01 | Permanently Closed | 5000 | Heating Oil No.6 | Double Walled
PROVIDENCE | THE PROVIDENCE JOURNAL BULLETIN | 75 FOUNTAIN ST | UST-3470 | Commercials | 3 | 1933-03-01 | Permanently Closed | 5000 | Heating Oil No.6
PROVIDENCE | THE PROVIDENCE JOURNAL BULLETIN | 75 FOUNTAIN ST | UST-3470 | Commercials | 4 | 1933-03-01 | Permanently Closed | 5000 | Heating Oil No.6
PROVIDENCE | THE PROVIDENCE JOURNAL BULLETIN | 75 FOUNTAIN ST | UST-3470 | Commercials | 5 | 1933-03-01 | Permanently Closed | 1000 | Gasoline
PROVIDENCE | THE PROVIDENCE JOURNAL BULLETIN | 75 FOUNTAIN ST | UST-3470 | Commercials | 6 | 1933-03-01 | Permanently Closed | 1000 | Heating Oil No.2
PROVIDENCE | THE RED FEZ/ RK, INC. | 49 PECK ST | UST-18819 | Commercials | 1 | 1984-10-09 | Permanently Closed | 1000 | Unknown
PROVIDENCE | THE WATERGATE LOUNGE | 985 EDDY ST | UST-4114 | Commercials | 1 | 1984-10-09 | Permanently Closed | 1000 | Diesel
PROVIDENCE | THE WHEELER SCHOOL | 216 HOPE ST | UST-2652 | Education Private | 1 | 1964-01-01 | Permanently Closed | 10000 | Heating Oil No.2
PROVIDENCE | THE WHEELER SCHOOL | 216 HOPE ST | UST-2652 | Education Private | 2 | 2009-07-28 | In Use | 10000 | Heating Oil No.2 | Double Walled
PROVIDENCE | THETA REALTY CO., INC. | 812 BRANCH AVE | UST-17161 | Commercials | 1 | 1984-10-09 | Permanently Closed | 5000 | Heating Oil No.4
PROVIDENCE | THETA REALTY CO., INC. | 812 BRANCH AVE | UST-17161 | Commercials | 2 | 1984-10-09 | Permanently Closed | 550 | Heating Oil No.2
PROVIDENCE | THOMAS P. GODDARD | 66 COOKE ST | UST-2402 | Private Residence | 1 | 1984-10-09 | Permanently Closed | 3000 | Heating Oil No.2
PROVIDENCE | THOMAS P. GODDARD | 66 COOKE ST | UST-2402 | Private Residence | 2 | 1984-10-09 | Permanently Closed | 2000 | Heating Oil No.2
PROVIDENCE | THOMAS REALTY | 1890 BROAD ST | UST-15248 | Commercials | 1 | 1984-10-09 | Permanently Closed | 2000 | Heating Oil No.2
PROVIDENCE | THURBERS AVENUE REALTY, INC. | 1025 EDDY ST | UST-18573 | Gasoline Station | 1 | 1999-12-18 | In Use | 15000 | Gasoline | Double Walled | 2021-04-07
PROVIDENCE | THURBERS AVENUE REALTY, INC. | 1025 EDDY ST | UST-18573 | Gasoline Station | 2 | 1999-12-18 | In Use | 15000 | Gasoline | Double Walled | 2021-04-07
PROVIDENCE | THURBERS AVENUE REALTY, INC. | 1025 EDDY ST | UST-18573 | Gasoline Station | 3 | 1999-12-18 | In Use | 10000 | Diesel | Double Walled | 2021-04-07
PROVIDENCE | TIM AMASS RESIDENCE | 315 OLNEY ST | UST-4834 | Private Residence | 1 | null | Permanently Closed | 3000 | Heating Oil No.2 | Double Walled
PROVIDENCE | TOCKWOTTEN GROUP LLC PROPERTY | 40 TOCKWOTTEN ST | UST-4474 | Commercials | 1 | 1984-10-09 | Permanently Closed | 3000 | Diesel
PROVIDENCE | TOCKWOTTEN GROUP LLC PROPERTY | 40 TOCKWOTTEN ST | UST-4474 | Commercials | 2 | 1984-10-09 | Permanently Closed | 7600 | Heating Oil No.4
PROVIDENCE | TOCKWOTTON HOME | 180 GEORGE M. COHAN BLVD | UST-2408 | Other | 1 | 1980-07-01 | Permanently Closed | 5000 | Heating Oil No.2
PROVIDENCE | TOCKWOTTON HOME | 75 EAST ST | UST-16405 | Other | 1 | 1984-10-09 | Permanently Closed | 2000 | Heating Oil No.6
PROVIDENCE | TOWER MFG. CORPORATION | 25 RESERVOIR AVE | UST-16402 | Industrial | 1 | 1984-10-09 | Permanently Closed | 5000 | Heating Oil No.4
PROVIDENCE | TRAFARI, INC. | 1386 WESTMINSTER ST | UST-3837 | Commercials | 1 | 1984-10-09 | Permanently Closed | 500 | Heating Oil No.2
PROVIDENCE | TRAFARI, INC. | 1386 WESTMINSTER ST | UST-3837 | Commercials | 2 | 1984-10-09 | Permanently Closed | 500 | Kerosene
PROVIDENCE | TRAFARI, INC. | 1386 WESTMINSTER ST | UST-3837 | Commercials | 3 | 1984-10-09 | Permanently Closed | 500 | Kerosene
PROVIDENCE | TRAFARI, INC. | 1386 WESTMINSTER ST | UST-3837 | Commercials | 4 | 1984-10-09 | Permanently Closed | 750 | Kerosene
PROVIDENCE | TRIGGS MEMORIAL GOLF COURSE | 1533 CHALKSTONE AVE | UST-18560 | Other | 1 | 1984-10-09 | Permanently Closed | 500 | Gasoline
PROVIDENCE | TRIGGS MEMORIAL GOLF COURSE | 1533 CHALKSTONE AVE | UST-18560 | Other | 2 | 1984-10-09 | Permanently Closed | 500 | Diesel
PROVIDENCE | TRINITY PERSONA COMPANY | 201 WASHINGTON ST | UST-3740 | Education Private | 1 | 1984-10-09 | Permanently Closed | 2300 | Heating Oil No.2
PROVIDENCE | TRINITY PLACE | 19 ELMWOOD AVE | UST-4372 | Commercials | 1 | 1984-10-09 | Permanently Closed | 1000 | Waste Oil
PROVIDENCE | TRIXIE REALTY, INC. | 472 SMITH ST | UST-16853 | Commercials | 1 | 1984-10-09 | Permanently Closed | 1000 | Heating Oil No.2
PROVIDENCE | TRIXIE REALTY, INC. | 472 SMITH ST | UST-16853 | Commercials | 2 | 1984-10-09 | Permanently Closed | 2000 | Kerosene
PROVIDENCE | TRIXIE REALTY, INC. | 472 SMITH ST | UST-16853 | Commercials | 3 | 1984-10-09 | Permanently Closed | 2000 | Kerosene
PROVIDENCE | TRIXIE REALTY, INC. | 472 SMITH ST | UST-16853 | Commercials | 4 | 1984-10-09 | Permanently Closed | 2000 | Unknown
PROVIDENCE | TWIN CITY SUPPLY COMPANY | 233 HARRIS AVE | UST-42 | Commercials | 1 | 1984-10-09 | Permanently Closed | 1000 | Heating Oil No.2
PROVIDENCE | TWIN CITY SUPPLY COMPANY | 233 HARRIS AVE | UST-42 | Commercials | 2 | 1984-10-09 | Permanently Closed | 2000 | Gasoline
PROVIDENCE | TWIN REALTY | 430 KINSLEY AVE | UST-18499 | Commercials | 1 | 1984-10-09 | Permanently Closed | 5000 | Heating Oil No.2
PROVIDENCE | TYLER SCHOOL | 126 SOMERSET ST | UST-2164 | Education Private | 1 | 1955-08-01 | Permanently Closed | 5000 | Heating Oil No.2
PROVIDENCE | U.S.P.S. | 53 BROAD ST | UST-2223 | Federal Government | 1 | 1963-09-01 | Permanently Closed | 500 | Heating Oil No.2
PROVIDENCE | U.S.P.S. | 1405 BROAD ST | UST-2224 | Federal Government | 1 | 1976-02-01 | Permanently Closed | 1000 | Heating Oil No.2
PROVIDENCE | U.S.P.S. | 820 ELMWOOD AVE | UST-2225 | Federal Government | 1 | 1984-10-09 | Permanently Closed | 1000 | Heating Oil No.2
PROVIDENCE | U.S.P.S. | 100 HARTFORD AVE | UST-2226 | Federal Government | 1 | 1984-10-09 | Permanently Closed | 2500 | Heating Oil No.2
PROVIDENCE | UNCAS MANUFACTURING COMPANY | 623 ATWELLS AVE | UST-3730 | Industrial | 1 | 1958-06-01 | Permanently Closed | 10000 | Heating Oil No.4
PROVIDENCE | UNCAS MANUFACTURING COMPANY | 623 ATWELLS AVE | UST-3730 | Industrial | 2 | 1958-06-01 | Permanently Closed | 10000 | Heating Oil No.4
PROVIDENCE | UNION AVENUE SHELL | 200 UNION AVE | UST-912 | Gasoline Station | 1 | 1970-02-01 | Permanently Closed | 8000 | Gasoline
PROVIDENCE | UNION AVENUE SHELL | 200 UNION AVE | UST-912 | Gasoline Station | 2 | 1990-07-01 | In Use | 12000 | Gasoline | Double Walled | 2017-10-09
PROVIDENCE | UNION AVENUE SHELL | 200 UNION AVE | UST-912 | Gasoline Station | 3 | 1970-02-01 | Permanently Closed | 8000 | Gasoline
PROVIDENCE | UNION AVENUE SHELL | 200 UNION AVE | UST-912 | Gasoline Station | 4 | 1990-07-01 | In Use | 12000 | Gasoline | Double Walled | 2017-10-09
PROVIDENCE | UNION AVENUE SHELL | 200 UNION AVE | UST-912 | Gasoline Station | 5 | 1975-02-01 | Permanently Closed | 5000 | Gasoline
PROVIDENCE | UNION AVENUE SHELL | 200 UNION AVE | UST-912 | Gasoline Station | 6 | 1990-07-01 | In Use | 12000 | Diesel | Double Walled | 2017-10-09
PROVIDENCE | UNION AVENUE SHELL | 200 UNION AVE | UST-912 | Gasoline Station | 7 | 1970-02-01 | Permanently Closed | 550 | Waste Oil
PROVIDENCE | UNION AVENUE SHELL | 200 UNION AVE | UST-912 | Gasoline Station | 8 | 1990-08-01 | In Use | 1000 | Waste Oil | Double Walled | 1990-08-01
PROVIDENCE | UNION AVENUE SHELL | 200 UNION AVE | UST-912 | Gasoline Station | 9 | 1970-02-01 | Permanently Closed | 550 | Heating Oil No.2
PROVIDENCE | UNION AVENUE SHELL | 200 UNION AVE | UST-912 | Gasoline Station | 10 | 1990-08-01 | In Use | 1000 | Heating Oil No.2 | Double Walled | 1990-08-01
PROVIDENCE | UNION STATION | EXCHANGE TERRACE & EXCHANGE ST | UST-15379 | Other | 1 | 1984-10-09 | Permanently Closed | 1000 | Gasoline
PROVIDENCE | UNION STATION | EXCHANGE TERRACE & EXCHANGE ST | UST-15379 | Other | 2 | 1984-10-09 | Permanently Closed | 2000 | Gasoline
PROVIDENCE | UNITED WAY OF RHODE ISLAND | 229 WATERMAN ST | UST-4118 | Commercials | 1 | 1984-10-09 | Permanently Closed | 8000 | Heating Oil No.2
PROVIDENCE | UNIVERSAL ENGRAVERS | 695 EDDY ST | UST-18701 | Commercials | 1 | 1984-10-09 | Permanently Closed | 4000 | Unknown
PROVIDENCE | UNIVERSAL PLATING COMPANY, INC. | 25 RIVER AVE | UST-3589 | Industrial | 1 | 1979-01-01 | Permanently Closed | 1000 | Heating Oil No.2
PROVIDENCE | UNIVERSAL SHEET METAL ROOFING COMPANY | 45 ANTHONY AVE | UST-16964 | Commercials | 1 | 1984-10-09 | Permanently Closed | 1000 | Gasoline
PROVIDENCE | UNIVERSITY CLUB, THE | 219 BENEFIT ST | UST-18429 | Other | 1 | 1984-10-09 | Permanently Closed | 1000 | Heating Oil No.2
PROVIDENCE | UNIVERSITY HALL | 111 DORRANCE ST | UST-2964 | Commercials | 1 | 1978-02-01 | Permanently Closed | 10000 | Heating Oil No.2
PROVIDENCE | URI BUILDING (FORMERLY) | PARK ST | UST-18247 | Commercials | 1 | 1984-10-09 | Permanently Closed | 25000 | Heating Oil No.6
PROVIDENCE | US ARMY RESERVE TRAINING CENTER | 385 NIAGRA ST | UST-1667 | Federal Government | 1 | 1964-03-01 | Permanently Closed | 10000 | Heating Oil No.2
PROVIDENCE | USPS VEHICLE MAINTENANCE FACILITY | 55 CORLISS ST | UST-2705 | Federal Government | 1 | 1989-09-01 | Permanently Closed | 1000 | Waste Oil | Double Walled
PROVIDENCE | USPS VEHICLE MAINTENANCE FACILITY | 55 CORLISS ST | UST-2705 | Federal Government | 2 | 1989-09-01 | Permanently Closed | 500 | Motor Oil | Double Walled
PROVIDENCE | USPS VEHICLE MAINTENANCE FACILITY | 55 CORLISS ST | UST-2705 | Federal Government | 3 | 1989-09-01 | Permanently Closed | 500 | Motor Oil | Double Walled
PROVIDENCE | USPS VEHICLE MAINTENANCE FACILITY | 55 CORLISS ST | UST-2705 | Federal Government | 4 | 1987-03-01 | Permanently Closed | 12000 | Gasoline | Double Walled | 1993-10-16
PROVIDENCE | USPS VEHICLE MAINTENANCE FACILITY | 55 CORLISS ST | UST-2705 | Federal Government | 5 | 1987-03-01 | Permanently Closed | 12000 | Gasoline | Double Walled | 1993-10-16
PROVIDENCE | USPS VEHICLE MAINTENANCE FACILITY | 55 CORLISS ST | UST-2705 | Federal Government | 6 | 1987-03-01 | Permanently Closed | 12000 | Diesel | Double Walled | 1993-10-16
PROVIDENCE | USPS VEHICLE MAINTENANCE FACILITY | 55 CORLISS ST | UST-2705 | Federal Government | 7 | 1987-03-01 | Permanently Closed | 12000 | Diesel | Double Walled | 1993-10-16
PROVIDENCE | USPS VEHICLE MAINTENANCE FACILITY | 55 CORLISS ST | UST-2705 | Federal Government | 8 | 2018-05-29 | In Use | 12000 | Diesel | Double Walled | 2018-06-20
PROVIDENCE | USPS VEHICLE MAINTENANCE FACILITY | 55 CORLISS ST | UST-2705 | Federal Government | 9 | 2018-05-29 | In Use | 8000 | Gasoline | Double Walled | 2018-06-20
PROVIDENCE | USPS VEHICLE MAINTENANCE FACILITY | 55 CORLISS ST | UST-2705 | Federal Government | 10 | 2018-05-29 | In Use | 4000 | Diesel | Double Walled | 2018-06-20
PROVIDENCE | VACANT BLDG. | 234 BUCKLIN ST | UST-18184 | Education - Town | 1 | 1984-10-09 | Permanently Closed | 20000 | Heating Oil No.6
PROVIDENCE | VACANT BLDG. | 1070 BROAD ST | UST-18535 | Commercials | 1 | 1984-10-09 | Permanently Closed | 3000 | Gasoline
PROVIDENCE | VACANT BLDG. | 1070 BROAD ST | UST-18535 | Commercials | 2 | 1984-10-09 | Permanently Closed | 3000 | Gasoline
PROVIDENCE | VACANT BLDG. | 1070 BROAD ST | UST-18535 | Commercials | 3 | 1984-10-09 | Permanently Closed | 300 | Gasoline
PROVIDENCE | VACANT BUILDING | 289 CHAPMAN ST | UST-18568 | Commercials | 1 | 1984-10-09 | Permanently Closed | 1000 | Heating Oil No.2
PROVIDENCE | VACANT BUILDING AT 206 BROAD STREET | 206 BROAD ST | UST-4986 | Commercials | 1 | null | Permanently Closed | 1000 | Heating Oil No.2 | Single Walled
PROVIDENCE | VACANT LOT | 1306 BROAD ST | UST-16122 | Other | 1 | 1984-10-09 | Permanently Closed | 1000 | Gasoline
PROVIDENCE | VACANT LOT | 1306 BROAD ST | UST-16122 | Other | 2 | 1984-10-09 | Permanently Closed | 1000 | Gasoline
PROVIDENCE | VACANT LOT | 1306 BROAD ST | UST-16122 | Other | 3 | 1984-10-09 | Permanently Closed | 1000 | Gasoline
PROVIDENCE | VACANT LOT | 1306 BROAD ST | UST-16122 | Other | 4 | 1984-10-09 | Permanently Closed | 1000 | Gasoline
PROVIDENCE | VACANT OFFICE BLDG | 225 WATERMAN ST | UST-4777 | Commercials | 1 | 1984-10-09 | Permanently Closed | 1000 | Heating Oil No.2 | Single Walled
PROVIDENCE | VACANT PROPERTY | 830 EDDY ST | UST-4602 | Commercials | 1 | 1984-10-09 | Permanently Closed | 1000 | Unknown
PROVIDENCE | VACANT PROPERTY | 830 EDDY ST | UST-4602 | Commercials | 2 | 1984-10-09 | Permanently Closed | 1000 | Unknown
PROVIDENCE | VAL-LYNN DECORATORS, INC. | 900 BROAD ST | UST-18673 | Commercials | 1 | 1984-10-09 | Permanently Closed | 1000 | Gasoline
PROVIDENCE | VAL-LYNN DECORATORS, INC. | 900 BROAD ST | UST-18673 | Commercials | 2 | 1984-10-09 | Permanently Closed | 1000 | Gasoline
PROVIDENCE | VAL-LYNN DECORATORS, INC. | 900 BROAD ST | UST-18673 | Commercials | 3 | 1984-10-09 | Permanently Closed | 1000 | Gasoline
PROVIDENCE | VAL-LYNN DECORATORS, INC. | 900 BROAD ST | UST-18673 | Commercials | 4 | 1984-10-09 | Permanently Closed | 4000 | Gasoline
PROVIDENCE | VALUELAND PLAZA | 539 SMITH ST | UST-16718 | Commercials | 1 | 1984-10-09 | Permanently Closed | 3000 | Heating Oil No.2
PROVIDENCE | VALUELAND PLAZA | 539 SMITH ST | UST-16718 | Commercials | 2 | 1984-10-09 | Permanently Closed | 1000 | Heating Oil No.2
PROVIDENCE | VANASSE HANGEN BRUSTLIN, INC. | 530 BROADWAY | UST-18919 | Commercials | 1 | 1981-06-06 | Permanently Closed | 1 | Heating Oil No.2
PROVIDENCE | VARTAN GREGORIAN SCHOOL (FORMER FOX POINT SCHOOL) | 455 WICKENDEN ST | UST-15762 | Education - Town | 1 | 1984-10-09 | Permanently Closed | 2000 | Heating Oil No.2
PROVIDENCE | VARTAN GREGORIAN SCHOOL (FORMER FOX POINT SCHOOL) | 455 WICKENDEN ST | UST-15762 | Education - Town | 2 | 1984-10-09 | Permanently Closed | 10000 | Heating Oil No.2
PROVIDENCE | VARTAN GREGORIAN SCHOOL (FORMER FOX POINT SCHOOL) | 455 WICKENDEN ST | UST-15762 | Education - Town | 3 | 1984-10-09 | Permanently Closed | 1000 | Heating Oil No.2
PROVIDENCE | VARTIAN OIL CO. | 929 NORTH MAIN ST | UST-1297 | Gasoline Station | 1 | 1983-05-01 | Permanently Closed | 275 | Heating Oil No.2
PROVIDENCE | VARTIAN OIL CO. | 929 NORTH MAIN ST | UST-1297 | Gasoline Station | 2 | 1983-05-01 | Permanently Closed | 275 | Waste Oil
PROVIDENCE | VEAZIE STREET SCHOOL ANNEX | 977 BRANCH AVE | UST-18713 | Education - Town | 1 | 1984-10-09 | In Use | 300 | Heating Oil No.2
PROVIDENCE | VEAZIE STREET SCHOOL ANNEX | 977 BRANCH AVE | UST-18713 | Education - Town | 2 | 1984-10-09 | In Use | 300 | Heating Oil No.2
PROVIDENCE | VEAZIE STREET SCHOOL ANNEX | 977 BRANCH AVE | UST-18713 | Education - Town | 3 | 1984-10-09 | In Use | 300 | Heating Oil No.2
PROVIDENCE | VERIZON NEW ENGLAND, INC. (RI 323306) | 1096 BROAD ST | UST-1207 | Commercials | 1 | 1979-06-01 | Permanently Closed | 4000 | Diesel
PROVIDENCE | VERIZON NEW ENGLAND, INC. (RI 323306) | 1096 BROAD ST | UST-1207 | Commercials | 2 | 1986-10-03 | Permanently Closed | 4000 | Diesel | Double Walled | 2019-08-26
PROVIDENCE | VERIZON NEW ENGLAND, INC. (RI 323306) | 1096 BROAD ST | UST-1207 | Commercials | 3 | 1979-06-01 | Permanently Closed | 4000 | Heating Oil No.2
PROVIDENCE | VETERANS AFFAIRS MEDICAL CENTER | 830 CHALKSTONE AVE | UST-1938 | Federal Government | 1 | 1985-01-01 | Permanently Closed | 10000 | Diesel | Single Walled
PROVIDENCE | VETERANS AFFAIRS MEDICAL CENTER | 830 CHALKSTONE AVE | UST-1938 | Federal Government | 2 | 1977-06-01 | Permanently Closed | 1500 | Diesel
PROVIDENCE | VETERANS AFFAIRS MEDICAL CENTER | 830 CHALKSTONE AVE | UST-1938 | Federal Government | 3 | 1947-07-01 | Permanently Closed | 1000 | Gasoline
PROVIDENCE | VETERANS AFFAIRS MEDICAL CENTER | 830 CHALKSTONE AVE | UST-1938 | Federal Government | 4 | 1992-05-01 | Permanently Closed | 1000 | Gasoline | Double Walled
PROVIDENCE | VETERANS AFFAIRS MEDICAL CENTER | 830 CHALKSTONE AVE | UST-1938 | Federal Government | 5 | 1984-10-09 | Permanently Closed | 20000 | Heating Oil No.2
PROVIDENCE | VETERANS AFFAIRS MEDICAL CENTER | 830 CHALKSTONE AVE | UST-1938 | Federal Government | 6 | 1984-10-09 | Permanently Closed | 20000 | Heating Oil No.2
PROVIDENCE | VETERANS AFFAIRS MEDICAL CENTER | 830 CHALKSTONE AVE | UST-1938 | Federal Government | 7 | 1997-03-27 | Permanently Closed | 2500 | Diesel | Double Walled | 2018-03-29
PROVIDENCE | VETERANS AFFAIRS MEDICAL CENTER | 830 CHALKSTONE AVE | UST-1938 | Federal Government | 8 | 1997-03-27 | Permanently Closed | 20000 | Heating Oil No.2 | Double Walled | 1997-03-27
PROVIDENCE | VETERANS AFFAIRS MEDICAL CENTER | 830 CHALKSTONE AVE | UST-1938 | Federal Government | 9 | 2004-04-16 | In Use | 5000 | Diesel | Double Walled | 2004-04-16
PROVIDENCE | VETERANS AFFAIRS MEDICAL CENTER | 830 CHALKSTONE AVE | UST-1938 | Federal Government | 10 | 1984-10-09 | Permanently Closed | 2000 | Heating Oil No.2
PROVIDENCE | VETERANS AFFAIRS MEDICAL CENTER | 830 CHALKSTONE AVE | UST-1938 | Federal Government | 11 | 2025-01-28 | Install In Process | 4000 | Diesel
PROVIDENCE | VETERANS AFFAIRS MEDICAL CENTER | 830 CHALKSTONE AVE | UST-1938 | Federal Government | 12 | 2025-07-19 | Install In Process | 30000 | Heating Oil No.2
PROVIDENCE | VETERANS AFFAIRS MEDICAL CENTER | 830 CHALKSTONE AVE | UST-1938 | Federal Government | 13 | 2025-07-19 | Install In Process | 30000 | Heating Oil No.2
PROVIDENCE | VETERANS MEMORIAL BLDG. BOILER RM. | 83 PARK ST | UST-2494 | State Government | 1 | 1984-10-09 | Permanently Closed | 15000 | Heating Oil No.6
PROVIDENCE | VICTOR CO. | 752 NORTH MAIN ST | UST-3963 | Commercials | 1 | 1984-10-09 | Permanently Closed | 1000 | Heating Oil No.2
PROVIDENCE | VICTOR CO. | 752 NORTH MAIN ST | UST-3963 | Commercials | 2 | 1984-10-09 | Permanently Closed | 1000 | Heating Oil No.2
PROVIDENCE | VICTOR CO. | 752 NORTH MAIN ST | UST-3963 | Commercials | 3 | 1984-10-09 | Permanently Closed | 1000 | Heating Oil No.2
PROVIDENCE | VICTORY FINISHING TECHNOLOGIES, INC. | 145 GLOBE ST | UST-3512 | Industrial | 1 | 1984-10-09 | Permanently Closed | 5000 | Unknown
PROVIDENCE | VICTORY FINISHING TECHNOLOGIES, INC. | 145 GLOBE ST | UST-3512 | Industrial | 2 | 1984-10-09 | Permanently Closed | 3000 | Diesel
PROVIDENCE | VICTORY FINISHING TECHNOLOGIES, INC. | 145 GLOBE ST | UST-3512 | Industrial | 3 | 1984-10-09 | Permanently Closed | 3000 | Diesel
PROVIDENCE | VICTORY FINISHING TECHNOLOGIES, INC. | 145 GLOBE ST | UST-3512 | Industrial | 4 | 1984-10-09 | Permanently Closed | 1000 | Heating Oil No.2
PROVIDENCE | VICTORY FINISHING TECHNOLOGIES, INC. | 145 GLOBE ST | UST-3512 | Industrial | 5 | 1984-10-09 | Permanently Closed | 2000 | Unknown
PROVIDENCE | VICTORY FINISHING TECHNOLOGIES, INC. | 145 GLOBE ST | UST-3512 | Industrial | 6 | 1977-12-01 | Tank Not Found | 5000 | Heating Oil No.4 | Single Walled
PROVIDENCE | VICTORY FINISHING TECHNOLOGIES, INC. | 145 GLOBE ST | UST-3512 | Industrial | 7 | 1984-10-09 | Permanently Closed | 1000 | Gasoline | Single Walled
PROVIDENCE | VINNIE DUVA'S STATION, INC. | 435 MOUNT PLEASANT AVE | UST-1483 | Gasoline Station | 1 | 1964-12-01 | Permanently Closed | 4000 | Gasoline | Single Walled
PROVIDENCE | VINNIE DUVA'S STATION, INC. | 435 MOUNT PLEASANT AVE | UST-1483 | Gasoline Station | 2 | 1964-12-01 | Permanently Closed | 4000 | Gasoline | Single Walled
PROVIDENCE | VINNIE DUVA'S STATION, INC. | 435 MOUNT PLEASANT AVE | UST-1483 | Gasoline Station | 3 | 1964-12-01 | Permanently Closed | 2000 | Gasoline | Single Walled
PROVIDENCE | VINNIE DUVA'S STATION, INC. | 435 MOUNT PLEASANT AVE | UST-1483 | Gasoline Station | 4 | 1964-12-01 | Permanently Closed | 4000 | Gasoline | Single Walled
PROVIDENCE | VINNIE DUVA'S STATION, INC. | 435 MOUNT PLEASANT AVE | UST-1483 | Gasoline Station | 5 | 1963-12-01 | Permanently Closed | 6280 | Gasoline | Single Walled
PROVIDENCE | VINNIE DUVA'S STATION, INC. | 435 MOUNT PLEASANT AVE | UST-1483 | Gasoline Station | 6 | 1984-10-09 | Permanently Closed | 2000 | Gasoline
PROVIDENCE | VINNIE DUVA'S STATION, INC. | 435 MOUNT PLEASANT AVE | UST-1483 | Gasoline Station | 7 | 1984-10-09 | Permanently Closed | 500 | Waste Oil
PROVIDENCE | VINNIE DUVA'S STATION, INC. | 435 MOUNT PLEASANT AVE | UST-1483 | Gasoline Station | 8 | 2001-06-01 | In Use | 6000 | Gasoline | Double Walled
PROVIDENCE | VINNIE DUVA'S STATION, INC. | 435 MOUNT PLEASANT AVE | UST-1483 | Gasoline Station | 9 | 2001-06-01 | In Use | 6000 | Gasoline | Double Walled
PROVIDENCE | VINNIE DUVA'S STATION, INC. | 435 MOUNT PLEASANT AVE | UST-1483 | Gasoline Station | 10 | 2001-06-01 | In Use | 6000 | Gasoline | Double Walled
PROVIDENCE | VISCOLOSI | 12 MAYNARD ST | UST-16604 | Other | 1 | 1984-10-09 | Permanently Closed | 1000 | Gasoline
PROVIDENCE | VISCOLOSI | 12 MAYNARD ST | UST-16604 | Other | 2 | 1984-10-09 | Permanently Closed | 275 | Heating Oil No.2
PROVIDENCE | VISITING NURSES ASSOCIATION OF RI | 157 WATERMAN ST | UST-18923 | Other | 1 | 1984-10-09 | Permanently Closed | 3000 | Heating Oil No.2
PROVIDENCE | WAL REALTY | 459 WASHINGTON ST | UST-4311 | Commercials | 1 | 1984-10-09 | Permanently Closed | 2000 | Heating Oil No.2
PROVIDENCE | WALCO ELECTRIC | 303 ALLENS AVE | UST-18133 | Commercials | 1 | 1984-10-09 | Permanently Closed | 1000 | Heating Oil No.2
PROVIDENCE | WALCO ELECTRIC | 303 ALLENS AVE | UST-18133 | Commercials | 2 | 1984-10-09 | Permanently Closed | 1000 | Hazardous Substance
PROVIDENCE | WALCO ELECTRIC | 303 ALLENS AVE | UST-18133 | Commercials | 3 | 1984-10-09 | Permanently Closed | 100 | Hazardous Substance
PROVIDENCE | WALL RESIDENTIAL PROPERTY | 105 CONGDON ST | UST-4395 | Private Residence | 1 | 1984-10-09 | Permanently Closed | 3000 | Heating Oil No.2
PROVIDENCE | WALSH CAB | 890 VALLEY ST | UST-15337 | Other | 1 | 1984-10-09 | Permanently Closed | 1500 | Gasoline
PROVIDENCE | WALSH CAB | 890 VALLEY ST | UST-15337 | Other | 2 | 1984-10-09 | Permanently Closed | 1500 | Gasoline
PROVIDENCE | WALSH CAB | 890 VALLEY ST | UST-15337 | Other | 3 | 1984-10-09 | Permanently Closed | 3000 | Gasoline
PROVIDENCE | WALSH CAB | 890 VALLEY ST | UST-15337 | Other | 4 | 1984-10-09 | Permanently Closed | 1000 | Gasoline
PROVIDENCE | WANSKUCK BOYS & GIRLS CLUB | 550 BRANCH AVE | UST-3091 | Commercials | 1 | 1984-10-09 | Permanently Closed | 3000 | Heating Oil No.6 | Single Walled
PROVIDENCE | WANSKUCK HALL | 754 BRANCH AVE | UST-18612 | Other | 1 | 1984-10-09 | Permanently Closed | 1000 | Heating Oil No.2
PROVIDENCE | WANSKUCK PARK | WOODWARD RD | UST-18722 | City/Town Government | 1 | 1984-10-09 | In Use | 260 | Heating Oil No.2
PROVIDENCE | WARREN MANOR II | 292 ELMWOOD AVE | UST-2382 | Commercials | 1 | 1984-10-09 | In Use | 500 | Heating Oil No.2
PROVIDENCE | WASHINGTON APARTMENTS | 98 IRVING AVE | UST-15460 | Commercials | 1 | 1984-10-09 | Permanently Closed | 1000 | Heating Oil No.2
PROVIDENCE | WATERFIRE ARTS CENTER | 485 VALLEY ST | UST-3464 | Commercials | 1 | 1992-12-01 | Permanently Closed | 3000 | Heating Oil No.2 | Double Walled
PROVIDENCE | WATERFIRE ARTS CENTER | 485 VALLEY ST | UST-3464 | Commercials | 2 | 1984-10-09 | Permanently Closed | 4000 | Heating Oil No.2
PROVIDENCE | WATERFIRE ARTS CENTER | 485 VALLEY ST | UST-3464 | Commercials | 3 | 1984-10-09 | Permanently Closed | 800 | Heating Oil No.2
PROVIDENCE | WATERMAN ASSOCIATES | 186 WATERMAN ST | UST-18670 | Commercials | 1 | 1984-10-09 | Permanently Closed | 1000 | Heating Oil No.2
PROVIDENCE | WATERMAN REALTY | 211 WATERMAN ST | UST-16748 | Commercials | 1 | 1984-10-09 | Permanently Closed | 500 | Heating Oil No.2
PROVIDENCE | WATERMAN REALTY | 211 WATERMAN ST | UST-16748 | Commercials | 2 | 1984-10-09 | Permanently Closed | 2000 | Heating Oil No.2
PROVIDENCE | WATERMAN REALTY | 217 WATERMAN ST | UST-19133 | Commercials | 1 | 1984-10-09 | Permanently Closed | 2500 | Heating Oil No.2
PROVIDENCE | WATERMAN REALTY C/O BILODEAU PROPERTY | 490 ANGELL ST | UST-4690 | Commercials | 1 | 1984-10-09 | Permanently Closed | 3000 | Heating Oil No.2 | Single Walled
PROVIDENCE | WAYLAND BAKERY | 138 WAYLAND AVE | UST-4396 | Commercials | 1 | 1984-10-09 | Permanently Closed | 1000 | Heating Oil No.2
PROVIDENCE | WAYLAND BUILDING | 1 PARK ROW | UST-18778 | Commercials | 1 | 1984-10-09 | Permanently Closed | 2500 | Unknown
PROVIDENCE | WAYLAND MANOR | 500 ANGELL ST | UST-2678 | Commercials | 1 | 1987-09-01 | Permanently Closed | 10000 | Heating Oil No.2 | Single Walled
PROVIDENCE | WAYLAND MANOR | 500 ANGELL ST | UST-2678 | Commercials | 2 | 1984-10-09 | Permanently Closed | 5000 | Heating Oil No.6
PROVIDENCE | WAYLAND MANOR | 500 ANGELL ST | UST-2678 | Commercials | 3 | 1952-12-01 | Permanently Closed | 8000 | Heating Oil No.6
PROVIDENCE | WAYMED REALTY | 196 WAYLAND AVE | UST-4254 | Commercials | 1 | 1984-10-09 | Permanently Closed | 2000 | Heating Oil No.2
PROVIDENCE | WE GAS | 1344 WESTMINSTER ST | UST-2686 | Gasoline Station | 1 | 1966-05-01 | Permanently Closed | 3000 | Diesel
PROVIDENCE | WE GAS | 1344 WESTMINSTER ST | UST-2686 | Gasoline Station | 2 | 1966-05-01 | Permanently Closed | 3000 | Gasoline
PROVIDENCE | WE GAS | 1344 WESTMINSTER ST | UST-2686 | Gasoline Station | 3 | 1966-05-01 | Permanently Closed | 3000 | Gasoline
PROVIDENCE | WE GAS | 1344 WESTMINSTER ST | UST-2686 | Gasoline Station | 4 | 1984-10-09 | Permanently Closed | 3000 | Gasoline
PROVIDENCE | WE GAS | 1344 WESTMINSTER ST | UST-2686 | Gasoline Station | 5 | 1984-10-09 | Permanently Closed | 1000 | Heating Oil No.2
PROVIDENCE | WE GAS | 1344 WESTMINSTER ST | UST-2686 | Gasoline Station | 6 | 1996-06-28 | In Use | 8000 | Gasoline | Double Walled
PROVIDENCE | WE GAS | 1344 WESTMINSTER ST | UST-2686 | Gasoline Station | 7 | 1996-06-28 | In Use | 4000 | Gasoline | Double Walled
PROVIDENCE | WEBSTER ELEMENTARY SCHOOL | 191 WEBSTER AVE | UST-2827 | Education - Town | 1 | 1900-09-01 | In Use | 8000 | Heating Oil No.2
PROVIDENCE | WELCOME FOOD MART | 1081 ATWELLS AVE | UST-2882 | Gasoline Station | 1 | 1984-10-09 | Permanently Closed | 3000 | Gasoline | Single Walled
PROVIDENCE | WELCOME FOOD MART | 1081 ATWELLS AVE | UST-2882 | Gasoline Station | 2 | 1984-10-09 | Permanently Closed | 4000 | Gasoline | Single Walled
PROVIDENCE | WELCOME FOOD MART | 1081 ATWELLS AVE | UST-2882 | Gasoline Station | 3 | 1984-10-09 | Permanently Closed | 5000 | Gasoline | Single Walled
PROVIDENCE | WELLINGTON MFG., INC. | 100 ALDRICH ST | UST-18929 | Industrial | 1 | 1984-10-09 | Permanently Closed | 500 | Heating Oil No.2
PROVIDENCE | WELLS FARGO ALARM SYSTEMS | 333 SMITH ST | UST-15764 | Commercials | 1 | 1984-10-09 | Permanently Closed | 1000 | Heating Oil No.2
PROVIDENCE | WEST BROADWAY ELEMENTARY SCHOOL | 29 BAINBRIDGE AVE | UST-2163 | Education - Town | 1 | 1984-10-09 | In Use | 7000 | Heating Oil No.2
PROVIDENCE | WEST BROADWAY ELEMENTARY SCHOOL | 29 BAINBRIDGE AVE | UST-2163 | Education - Town | 2 | 1984-10-09 | In Use | 5000 | Heating Oil No.4
PROVIDENCE | WEST EXCHANGE CENTER | WEST EXCHANGE ST | UST-16295 | Commercials | 1 | 1984-10-09 | Permanently Closed | 6000 | Gasoline
PROVIDENCE | WEST EXCHANGE CENTER | WEST EXCHANGE ST | UST-16295 | Commercials | 2 | 1984-10-09 | Permanently Closed | 15000 | Diesel
PROVIDENCE | WEST FOUNTAIN LOFTS | 369 WEST FOUNTAIN ST | UST-2361 | Industrial | 1 | 1984-10-09 | Permanently Closed | 1000 | Heating Oil No.2
PROVIDENCE | WEST FOUNTAIN LOFTS | 369 WEST FOUNTAIN ST | UST-2361 | Industrial | 2 | 1984-10-09 | Permanently Closed | 1000 | Heating Oil No.2
PROVIDENCE | WEST FOUNTAIN LOFTS LLC PROPERTY | 383 WEST FOUNTAIN ST | UST-4271 | Commercials | 1 | 1984-10-09 | Permanently Closed | 1000 | Heating Oil No.2
PROVIDENCE | WEST WARWICK WELDING | 55 CHAPMAN ST | UST-3184 | Commercials | 1 | 1984-10-09 | Permanently Closed | 3000 | Diesel
PROVIDENCE | WEST WARWICK WELDING | 55 CHAPMAN ST | UST-3184 | Commercials | 2 | 1984-10-09 | Permanently Closed | 3000 | Gasoline
PROVIDENCE | WESTIN HOTEL EXPANSION | 1 WEST EXCHANGE ST | UST-4045 | Commercials | 1 | 1984-10-09 | Permanently Closed | 500 | Waste Oil
PROVIDENCE | WESTMINSTER PARTNERS, LLC | 50 KENNEDY PLZ | UST-3633 | Commercials | 1 | 1984-11-01 | Permanently Closed | 2000 | Diesel | Single Walled | 1984-01-01
PROVIDENCE | WESTMINSTER PLACE | 700 WESTMINSTER ST | UST-18440 | Other | 1 | 1983-12-01 | Permanently Closed | 550 | Diesel
PROVIDENCE | WESTWOOD MANOR APARTMENTS | WESTWOOD MANOR DR | UST-16695 | Commercials | 1 | 1984-10-09 | Permanently Closed | 2000 | Heating Oil No.2
PROVIDENCE | WESTWOOD MANOR APARTMENTS | WESTWOOD MANOR DR | UST-16695 | Commercials | 2 | 1984-10-09 | Permanently Closed | 2000 | Heating Oil No.2
PROVIDENCE | WESTWOOD MANOR APARTMENTS | WESTWOOD MANOR DR | UST-16695 | Commercials | 3 | 1984-10-09 | Permanently Closed | 2000 | Heating Oil No.2
PROVIDENCE | WHAT CHEER FLOWER FARM | 63 MAGNOLIA ST | UST-5043 | Commercials | 1 | null | Permanently Closed | 1100 | Heating Oil No.2 | Single Walled
PROVIDENCE | WHITE FUEL COMPANY | 12 HYLESTEAD ST | UST-118 | Commercials | 1 | 1984-10-09 | Permanently Closed | 4000 | Heating Oil No.2
PROVIDENCE | WHITE FUEL COMPANY | 12 HYLESTEAD ST | UST-118 | Commercials | 2 | 1984-10-09 | Permanently Closed | 4000 | Heating Oil No.2
PROVIDENCE | WHITE FUEL COMPANY | 12 HYLESTEAD ST | UST-118 | Commercials | 3 | 1984-10-09 | Permanently Closed | 4000 | Heating Oil No.2
PROVIDENCE | WHITE FUEL COMPANY | 12 HYLESTEAD ST | UST-118 | Commercials | 4 | 1984-10-09 | Permanently Closed | 4000 | Heating Oil No.2
PROVIDENCE | WHITE FUEL COMPANY | 12 HYLESTEAD ST | UST-118 | Commercials | 5 | 1984-10-09 | Permanently Closed | 5000 | Gasoline
PROVIDENCE | WHITE FUEL COMPANY | 12 HYLESTEAD ST | UST-118 | Commercials | 6 | 1984-10-09 | Permanently Closed | 1000 | Motor Oil
PROVIDENCE | WHITMARSH APARTMENTS/OMNI DEVELOPMENT | 78 WHITMARSH APARTMENTS | UST-17324 | Commercials | 1 | 1984-10-09 | Permanently Closed | 2000 | Heating Oil No.2
PROVIDENCE | WIESNER MFG. CO., INC. | 150 WILLARD AVE | UST-16873 | Commercials | 1 | 1984-10-09 | Permanently Closed | 5000 | Heating Oil No.2
PROVIDENCE | WIESNER MFG. CO., INC. | 150 WILLARD AVE | UST-16873 | Commercials | 2 | 1984-10-09 | Permanently Closed | 5000 | Unknown
PROVIDENCE | WILLIAM COLEMAN | 51 EAST ORCHID ST | UST-16816 | Private Residence | 1 | 1984-10-09 | Permanently Closed | 3000 | Heating Oil No.2
PROVIDENCE | WILLIAM D'ABATE ELEMENTARY SCHOOL | 60 KOSSUTH ST | UST-2825 | Education - Town | 1 | 1959-09-01 | Permanently Closed | 8000 | Heating Oil No.2
PROVIDENCE | WILLIAM D'ABATE ELEMENTARY SCHOOL | 60 KOSSUTH ST | UST-2825 | Education - Town | 2 | 1959-09-01 | Permanently Closed | 8000 | Heating Oil No.2
PROVIDENCE | WILLIAM HALL FREE LIBRARY | 1825 BROAD ST | UST-15617 | Other | 1 | 1984-10-09 | Permanently Closed | 2000 | Heating Oil No.2
PROVIDENCE | WILLIAM HARRIS INC | 479 DOUGLAS AVE | UST-4903 | Commercials | 1 | null | Permanently Closed | 1000 | Heating Oil No.2
PROVIDENCE | WILLIAM RICCI PROPERTY | 725 BRANCH AVE | UST-4730 | Industrial | 1 | 1984-10-09 | Permanently Closed | 30000 | Heating Oil No.6 | Single Walled
PROVIDENCE | WILLIAM RICCI PROPERTY | 725 BRANCH AVE | UST-4730 | Industrial | 2 | 1984-10-09 | Permanently Closed | 30000 | Heating Oil No.6 | Single Walled
PROVIDENCE | WILLIAM RICCI PROPERTY | 725 BRANCH AVE | UST-4730 | Industrial | 3 | 1984-10-09 | Permanently Closed | 30000 | Heating Oil No.6 | Single Walled
PROVIDENCE | WILLIAM RICCI PROPERTY | 725 BRANCH AVE | UST-4730 | Industrial | 4 | 1984-10-09 | Permanently Closed | 30000 | Heating Oil No.6 | Single Walled
PROVIDENCE | WILLY'S GARAGE | 1954 SMITH ST | UST-140 | Gasoline Station | 1 | 1977-03-01 | Permanently Closed | 2000 | Gasoline
PROVIDENCE | WILLY'S GARAGE | 1954 SMITH ST | UST-140 | Gasoline Station | 2 | 1977-03-01 | Permanently Closed | 3000 | Gasoline
PROVIDENCE | WILLY'S GARAGE | 1954 SMITH ST | UST-140 | Gasoline Station | 3 | 1977-03-01 | Permanently Closed | 3000 | Gasoline
PROVIDENCE | WILLY'S GARAGE | 1954 SMITH ST | UST-140 | Gasoline Station | 4 | 1977-03-01 | Permanently Closed | 3000 | Gasoline
PROVIDENCE | WILLY'S GARAGE | 1954 SMITH ST | UST-140 | Gasoline Station | 5 | 1973-03-01 | Permanently Closed | 275 | Waste Oil
PROVIDENCE | WILLY'S GARAGE | 1954 SMITH ST | UST-140 | Gasoline Station | 6 | 1984-10-09 | Permanently Closed | 700 | Gasoline
PROVIDENCE | WILLY'S GARAGE | 1954 SMITH ST | UST-140 | Gasoline Station | 7 | 1984-10-09 | Permanently Closed | 700 | Gasoline
PROVIDENCE | WILLY'S SERVICE STATION | 84 SILVER LAKE AVE | UST-2633 | Gasoline Station | 1 | 1984-10-09 | Permanently Closed | 1000 | Gasoline
PROVIDENCE | WILLY'S SERVICE STATION | 84 SILVER LAKE AVE | UST-2633 | Gasoline Station | 2 | 1984-10-09 | Permanently Closed | 1000 | Gasoline
PROVIDENCE | WILLY'S SERVICE STATION | 84 SILVER LAKE AVE | UST-2633 | Gasoline Station | 3 | 1984-10-09 | Permanently Closed | 550 | Gasoline
PROVIDENCE | WILLY'S SERVICE STATION | 84 SILVER LAKE AVE | UST-2633 | Gasoline Station | 4 | 1984-10-09 | Permanently Closed | 50 | Other
PROVIDENCE | WINDMILL ANNEX #1 ELEMENTARY SCHOOL | 425 BRANCH AVE | UST-2831 | Education - Town | 1 | 1997-09-10 | In Use | 5000 | Heating Oil No.2
PROVIDENCE | WINDMILL ELEMENTARY SCHOOL | 110 PAUL ST | UST-2823 | Education - Town | 1 | 1932-09-01 | Permanently Closed | 8000 | Heating Oil No.2
PROVIDENCE | WINDMILL ELEMENTARY SCHOOL | 110 PAUL ST | UST-2823 | Education - Town | 2 | 1932-09-01 | In Use | 8000 | Heating Oil No.2
PROVIDENCE | WINDOM REALTY | 222 RICHMOND ST | UST-2181 | Commercials | 1 | 1984-10-09 | Permanently Closed | 6000 | Heating Oil No.2
PROVIDENCE | WINDOM REALTY | 222 RICHMOND ST | UST-2181 | Commercials | 2 | 1984-10-09 | Permanently Closed | 6000 | Heating Oil No.2
PROVIDENCE | WINN HALL (LIBRARY SERVICE BLDG.) | 89 DAVIS ST | UST-2506 | State Government | 1 | 1984-10-09 | Permanently Closed | 1000 | Heating Oil No.2
PROVIDENCE | WINTER STREET TRUST PROPERTY | 819-825 WESTMINSTER ST | UST-19165 | Commercials | 1 | 1984-10-09 | Permanently Closed | 1000 | Heating Oil No.2
PROVIDENCE | WM. DANDRETA COMPANY | 28 WOLCOTT ST | UST-4132 | Commercials | 1 | 1984-10-09 | Permanently Closed | 2000 | Heating Oil No.2
PROVIDENCE | WOMEN & INFANTS HOSPITAL | 101 DUDLEY ST | UST-2875 | Other | 1 | 1985-10-01 | Permanently Closed | 3010 | Diesel | Double Walled
PROVIDENCE | WOMEN & INFANTS HOSPITAL | 101 DUDLEY ST | UST-2875 | Other | 2 | 1998-12-09 | In Use | 2000 | Diesel | Double Walled
PROVIDENCE | WOMEN & INFANTS HOSPITAL | 261 RICHMOND ST | UST-17042 | Other | 1 | 1984-10-09 | Permanently Closed | 5000 | Heating Oil No.2
PROVIDENCE | WOMEN AND INFANTS HOSPITAL LAB | 70 ELM ST | UST-15503 | Commercials | 1 | 1984-10-09 | Permanently Closed | 2000 | Heating Oil No.2
PROVIDENCE | WOODCOME PROPERTY | 10 ELMGROVE AVE | UST-19293 | Private Residence | 1 | 1984-10-09 | Permanently Closed | 500 | Heating Oil No.2
PROVIDENCE | WOODCOME PROPERTY | 10 ELMGROVE AVE | UST-19293 | Private Residence | 2 | 1984-10-09 | Permanently Closed | 500 | Heating Oil No.2
PROVIDENCE | WOODS-GERRY MANSION | 62 PROSPECT ST | UST-3460 | Education Private | 1 | 1984-10-09 | Permanently Closed | 2000 | Heating Oil No.2
PROVIDENCE | YAMA FUJI RESTAURANT | 1190 NORTH MAIN ST | UST-4953 | Commercials | 1 | null | Permanently Closed | 1000 | Heating Oil No.2
PROVIDENCE | YMCA | 160 BROAD ST | UST-18192 | Other | 1 | 1984-10-09 | Permanently Closed | 5000 | Heating Oil No.6
PROVIDENCE | YOUNG OCHARD APARTMENTS | 10 YOUNG ORCHARD AVE | UST-18401 | Education Private | 1 | 1984-10-09 | Permanently Closed | 2000 | Heating Oil No.2
PROVIDENCE | YOUNG ORCHARD APARTMENTS | 2 YOUNG ORCHARD AVE | UST-18400 | Education Private | 1 | 1984-10-09 | Permanently Closed | 2000 | Heating Oil No.2
PROVIDENCE | YOUNG ORCHARD APARTMENTS | 4 YOUNG ORCHARD AVE | UST-18402 | Education Private | 1 | 1984-10-09 | Permanently Closed | 2000 | Heating Oil No.2
PROVIDENCE | ZAYRE DEPARTMENT STORE #158 | 51 SILVER SPRING ST | UST-1958 | Commercials | 1 | 1966-09-01 | Permanently Closed | 500 | Waste Oil
PROVIDENCE | ZEDAKA BUILDING | 230 OAK ST | UST-18239 | Commercials | 1 | 1984-10-09 | Permanently Closed | 10000 | Heating Oil No.2
PROVIDENCE | ZEDAKA BUILDING | 230 OAK ST | UST-18239 | Commercials | 2 | 1984-10-09 | Permanently Closed | 2000 | Heating Oil No.2
PROVIDENCE | ZOOMA BAR-RISTORANTE | 246 ATWELLS AVE | UST-4374 | Farm | 1 | 1984-10-09 | Permanently Closed | 1200 | Heating Oil No.2
RICHMOND | ALLIANCE EXXON | 1209 MAIN ST | UST-1257 | Gasoline Station | 1 | 1982-06-01 | Permanently Closed | 4000 | Gasoline | Single Walled
RICHMOND | ALLIANCE EXXON | 1209 MAIN ST | UST-1257 | Gasoline Station | 2 | 1982-06-01 | Permanently Closed | 6000 | Gasoline | Single Walled
RICHMOND | ALLIANCE EXXON | 1209 MAIN ST | UST-1257 | Gasoline Station | 3 | 1982-06-01 | Permanently Closed | 6000 | Gasoline | Single Walled
RICHMOND | ALLIANCE EXXON | 1209 MAIN ST | UST-1257 | Gasoline Station | 4 | 1982-06-01 | Permanently Closed | 1000 | Heating Oil No.2
RICHMOND | ALLIANCE EXXON | 1209 MAIN ST | UST-1257 | Gasoline Station | 5 | 1982-06-01 | Permanently Closed | 1000 | Waste Oil
RICHMOND | ARCADIA FISH HATCHERY | ARCADIA RD | UST-18613 | State Government | 1 | 1984-10-09 | Permanently Closed | 60 | Heating Oil No.2
RICHMOND | ARCADIA FISH HATCHERY | ARCADIA RD | UST-18613 | State Government | 2 | 1984-10-09 | Permanently Closed | 275 | Gasoline
RICHMOND | ARM COMPANY | 477 CHURCH ST | UST-17470 | Commercials | 1 | 1984-10-09 | Permanently Closed | 2000 | Heating Oil No.2
RICHMOND | BIG A AUTO PARTS | RTE. 3 & 138 | UST-16147 | Commercials | 1 | 1984-10-09 | Permanently Closed | 1000 | Gasoline
RICHMOND | BIG A AUTO PARTS | RTE. 3 & 138 | UST-16147 | Commercials | 2 | 1984-10-09 | Permanently Closed | 3000 | Gasoline
RICHMOND | BIG A AUTO PARTS | RTE. 3 & 138 | UST-16147 | Commercials | 3 | 1984-10-09 | Permanently Closed | 4000 | Gasoline
RICHMOND | BIG A AUTO PARTS | RTE. 3 & 138 | UST-16147 | Commercials | 4 | 1984-10-09 | Permanently Closed | 4000 | Gasoline
RICHMOND | BRADFORD MOTORS | 1 RIVERSIDE DR | UST-2097 | Gasoline Station | 1 | 1962-11-01 | Permanently Closed | 3000 | Gasoline
RICHMOND | BRADFORD MOTORS | 1 RIVERSIDE DR | UST-2097 | Gasoline Station | 2 | 1962-11-01 | Permanently Closed | 3000 | Gasoline
RICHMOND | BRADFORD MOTORS | 1 RIVERSIDE DR | UST-2097 | Gasoline Station | 3 | 1962-11-01 | Permanently Closed | 4000 | Gasoline
RICHMOND | CARL W. GAMBA | 3753 SOUTH COUNTY TRL | UST-16745 | Private Residence | 1 | 1984-10-09 | Permanently Closed | 1000 | Heating Oil No.2
RICHMOND | CASA BLDGS. | 7 BEAVER RIVER RD | UST-15527 | Commercials | 1 | 1984-10-09 | Permanently Closed | 1000 | Gasoline
RICHMOND | CHARBERT INC. DIV. OF NFA | 299 CHURCH ST | UST-15343 | Industrial | 1 | 1984-10-09 | Permanently Closed | 5000 | Waste Oil
RICHMOND | CHARIHO FURNITURE | 8 RICHMOND TOWN HOUSE RD | UST-3001 | Commercials | 1 | 1984-10-09 | Permanently Closed | 750 | Heating Oil No.2
RICHMOND | CHARIHO FURNITURE | 8 RICHMOND TOWN HOUSE RD | UST-3001 | Commercials | 2 | 1984-10-09 | Permanently Closed | 1000 | Heating Oil No.2
RICHMOND | CHARIHO FURNITURE | 8 RICHMOND TOWN HOUSE RD | UST-3001 | Commercials | 3 | 1984-10-09 | Permanently Closed | 1000 | Gasoline
RICHMOND | CHARIHO FURNITURE | 8 RICHMOND TOWN HOUSE RD | UST-3001 | Commercials | 4 | 1984-10-09 | Permanently Closed | 2000 | Gasoline
RICHMOND | CHARIHO MIDDLE SCHOOL | SWITCH RD | UST-3011 | Education - Town | 1 | 1988-10-01 | Permanently Closed | 10000 | Heating Oil No.2
RICHMOND | CHARIHO REGIONAL HIGH SCHOOL | 453 SWITCH RD | UST-2811 | Education - Town | 1 | 1984-10-09 | Permanently Closed | 2000 | Diesel
RICHMOND | CHARIHO REGIONAL HIGH SCHOOL | 453 SWITCH RD | UST-2811 | Education - Town | 2 | 1984-10-09 | Permanently Closed | 10000 | Heating Oil No.2
RICHMOND | CHARIHO REGIONAL HIGH SCHOOL | 453 SWITCH RD | UST-2811 | Education - Town | 3 | 2003-09-04 | In Use | 2500 | Mixture | Double Walled
RICHMOND | CHARIHO REGIONAL SCH. DISTRICT HIGH SCH. | RTE. 138 | UST-3161 | Education - Town | 1 | 1961-09-01 | In Use | 10000 | Heating Oil No.2
RICHMOND | CHARIHO VOCATIONAL TECHNICAL CENTER | 459 SWITCH RD | UST-16488 | State Government | 1 | 1984-10-09 | Permanently Closed | 500 | Gasoline
RICHMOND | CUMBERLAND FARMS, INC. #3875 | 1175 MAIN ST | UST-3753 | Gasoline Station | 1 | 1996-06-01 | Permanently Closed | 8000 | Gasoline | Double Walled
RICHMOND | CUMBERLAND FARMS, INC. #3875 | 1175 MAIN ST | UST-3753 | Gasoline Station | 2 | 1996-06-01 | Permanently Closed | 8000 | Gasoline | Double Walled
RICHMOND | CUMBERLAND FARMS, INC. #3875 | 1175 MAIN ST | UST-3753 | Gasoline Station | 3 | 1996-06-01 | Permanently Closed | 8000 | Gasoline | Double Walled
RICHMOND | CUMBERLAND FARMS, INC. #3875 | 1175 MAIN ST | UST-3753 | Gasoline Station | 4 | 2015-04-03 | In Use | 12000 | Gasoline | Double Walled | 2015-04-22
RICHMOND | CUMBERLAND FARMS, INC. #3875 | 1175 MAIN ST | UST-3753 | Gasoline Station | 5 | 2015-04-03 | In Use | 8000 | Gasoline | Double Walled | 2015-04-22
RICHMOND | CUMBERLAND FARMS, INC. #3875 | 1175 MAIN ST | UST-3753 | Gasoline Station | 6 | 2015-04-03 | In Use | 12000 | Gasoline | Double Walled | 2015-04-22
RICHMOND | CUMBERLAND FARMS, INC. #3875 | 1175 MAIN ST | UST-3753 | Gasoline Station | 7 | 2015-04-03 | In Use | 8000 | Diesel | Double Walled | 2015-04-22
RICHMOND | DANIEL J. KIRBY | 1 CRESTMANOR DR | UST-17026 | Private Residence | 1 | 1984-10-09 | Permanently Closed | 2000 | Heating Oil No.2
RICHMOND | GALLOWAY SCHOOL LINES | 529 SWITCH RD | UST-353 | Commercials | 1 | 1984-04-01 | Permanently Closed | 6000 | Gasoline
RICHMOND | GALLOWAY SCHOOL LINES | 529 SWITCH RD | UST-353 | Commercials | 2 | 1984-04-01 | Permanently Closed | 10000 | Diesel
RICHMOND | GLOBAL MONTELLO GROUP #2773 | 1214 MAIN ST | UST-1017 | Gasoline Station | 1 | 1968-04-01 | Permanently Closed | 500 | Heating Oil No.2
RICHMOND | GLOBAL MONTELLO GROUP #2773 | 1214 MAIN ST | UST-1017 | Gasoline Station | 2 | 1968-04-01 | Permanently Closed | 500 | Waste Oil
RICHMOND | GLOBAL MONTELLO GROUP #2773 | 1214 MAIN ST | UST-1017 | Gasoline Station | 3 | 1984-01-01 | Permanently Closed | 550 | Waste Oil
RICHMOND | GLOBAL MONTELLO GROUP #2773 | 1214 MAIN ST | UST-1017 | Gasoline Station | 4 | 1981-04-01 | Permanently Closed | 6000 | Gasoline
RICHMOND | GLOBAL MONTELLO GROUP #2773 | 1214 MAIN ST | UST-1017 | Gasoline Station | 5 | 1994-08-01 | In Use | 10000 | Diesel | Double Walled | 1994-08-01
RICHMOND | GLOBAL MONTELLO GROUP #2773 | 1214 MAIN ST | UST-1017 | Gasoline Station | 6 | 1981-04-01 | Permanently Closed | 8000 | Gasoline
RICHMOND | GLOBAL MONTELLO GROUP #2773 | 1214 MAIN ST | UST-1017 | Gasoline Station | 7 | 1994-08-01 | In Use | 10000 | Gasoline | Double Walled | 1994-08-01
RICHMOND | GLOBAL MONTELLO GROUP #2773 | 1214 MAIN ST | UST-1017 | Gasoline Station | 8 | 1981-04-01 | Permanently Closed | 10000 | Gasoline
RICHMOND | GLOBAL MONTELLO GROUP #2773 | 1214 MAIN ST | UST-1017 | Gasoline Station | 9 | 1994-08-01 | In Use | 12000 | Gasoline | Double Walled | 1994-08-01
RICHMOND | HOPE SIMONE | RR #1 BOX 114 | UST-273 | Private Residence | 1 | 1951-03-01 | Permanently Closed | 9999999 | Other
RICHMOND | HOPE SIMONE | RR #1 BOX 114 | UST-273 | Private Residence | 2 | 1951-03-01 | Permanently Closed | 9999999 | Other
RICHMOND | HOPE SIMONE | RR #1 BOX 114 | UST-273 | Private Residence | 3 | 1951-03-01 | Permanently Closed | 9999999 | Gasoline
RICHMOND | KENYON BROS., INC. | P.O. BOX 390 | UST-1880 | Farm | 1 | 1978-07-01 | In Use | 1000 | Heating Oil No.2
RICHMOND | KENYON INDUSTRIES, INC. | 36 SHERMAN AVE | UST-40 | Industrial | 1 | 1962-01-01 | Permanently Closed | 5000 | Hazardous Substance
RICHMOND | KENYON INDUSTRIES, INC. | 36 SHERMAN AVE | UST-40 | Industrial | 2 | 1962-01-01 | Permanently Closed | 3300 | Hazardous Substance
RICHMOND | KENYON INDUSTRIES, INC. | 36 SHERMAN AVE | UST-40 | Industrial | 3 | 1965-06-01 | Permanently Closed | 30000 | Heating Oil No.4
RICHMOND | KENYON INDUSTRIES, INC. | 36 SHERMAN AVE | UST-40 | Industrial | 4 | 1965-06-01 | Permanently Closed | 30000 | Heating Oil No.6
RICHMOND | LINDA & WILLIAM DUBE RESIDENCE | 116 SWITCH RD | UST-4030 | Private Residence | 1 | 1984-10-09 | Permanently Closed | 1000 | Heating Oil No.2
RICHMOND | PERREAULT FARMS INC. | 321 SWITCH RD | UST-950 | Commercials | 1 | 1970-04-01 | Permanently Closed | 2000 | Gasoline
RICHMOND | PERREAULT FARMS INC. | 321 SWITCH RD | UST-950 | Commercials | 2 | 1975-04-01 | Permanently Closed | 2000 | Diesel
RICHMOND | PERREAULT FARMS INC. | 321 SWITCH RD | UST-950 | Commercials | 3 | 1975-04-01 | Permanently Closed | 2000 | Gasoline
RICHMOND | PERREAULT FARMS INC. | 321 SWITCH RD | UST-950 | Commercials | 4 | 1970-04-01 | Permanently Closed | 500 | Gasoline
RICHMOND | RESIDENTIAL RENTAL PROPERTY | 327 CHURCH ST | UST-18623 | Private Residence | 1 | 1984-10-09 | Permanently Closed | 1500 | Gasoline
RICHMOND | RICHMOND AIRPORT | 23 HEATON ORCHARD RD | UST-2123 | Commercials | 1 | 1969-07-01 | Permanently Closed | 1000 | Kerosene
RICHMOND | RICHMOND AIRPORT | 23 HEATON ORCHARD RD | UST-2123 | Commercials | 2 | 1990-12-01 | In Use | 10000 | Gasoline | Double Walled
RICHMOND | RICHMOND ELEMENTARY SCHOOL | 190 KINGSTOWN RD | UST-2088 | Education - Town | 1 | 1967-09-01 | Permanently Closed | 10000 | Heating Oil No.2
RICHMOND | RICHMOND PLAZA | 54 RICHMOND TOWNHOUSE RD | UST-3799 | Commercials | 1 | 1984-10-09 | In Use | 500 | Heating Oil No.2
RICHMOND | RICHMOND READY MIX | P.O. BOX 598 STILSON RD | UST-3447 | Commercials | 1 | 1988-11-01 | Permanently Closed | 5000 | Diesel
RICHMOND | RICHMOND READY MIX | P.O. BOX 598 STILSON RD | UST-3447 | Commercials | 2 | 1985-11-01 | Permanently Closed | 5000 | Diesel
RICHMOND | SHANNOCK MILL PROJECT | SHANNOCK VILLAGE RD | UST-4915 | Commercials | 1 | null | Permanently Closed | 10000 | Heating Oil No.6
RICHMOND | SPEEDWAY #2827 | 1190 MAIN ST | UST-308 | Gasoline Station | 1 | 1972-03-01 | Permanently Closed | 6000 | Gasoline
RICHMOND | SPEEDWAY #2827 | 1190 MAIN ST | UST-308 | Gasoline Station | 2 | 1990-03-01 | Permanently Closed | 5000 | Diesel | Double Walled | 1990-03-01
RICHMOND | SPEEDWAY #2827 | 1190 MAIN ST | UST-308 | Gasoline Station | 3 | 1972-03-01 | Permanently Closed | 8000 | Gasoline
RICHMOND | SPEEDWAY #2827 | 1190 MAIN ST | UST-308 | Gasoline Station | 4 | 1990-03-01 | Permanently Closed | 8000 | Gasoline | Double Walled | 1990-03-01
RICHMOND | SPEEDWAY #2827 | 1190 MAIN ST | UST-308 | Gasoline Station | 5 | 1972-03-01 | Permanently Closed | 6000 | Gasoline
RICHMOND | SPEEDWAY #2827 | 1190 MAIN ST | UST-308 | Gasoline Station | 6 | 1990-03-01 | Permanently Closed | 8000 | Gasoline | Double Walled | 1990-03-01
RICHMOND | SPEEDWAY #2827 | 1190 MAIN ST | UST-308 | Gasoline Station | 7 | 1990-03-01 | Permanently Closed | 10000 | Gasoline | Double Walled | 1990-03-01
RICHMOND | SPEEDWAY #2827 | 1190 MAIN ST | UST-308 | Gasoline Station | 8 | 1984-10-09 | Permanently Closed | 550 | Heating Oil No.2
RICHMOND | STOP & SHOP #729 | 3 STILSON RD | UST-18383 | Gasoline Station | 1 | 1999-06-23 | In Use | 12000 | Gasoline | Double Walled | 2023-05-11
RICHMOND | STOP & SHOP #729 | 3 STILSON RD | UST-18383 | Gasoline Station | 2 | 1999-06-23 | In Use | 8000 | Gasoline | Double Walled | 2023-05-11
RICHMOND | SUNOCO (KELLY BROTHERS) | ROUTE 2 | UST-645 | Gasoline Station | 1 | 1957-03-01 | Permanently Closed | 2000 | Gasoline
RICHMOND | SUNOCO (KELLY BROTHERS) | ROUTE 2 | UST-645 | Gasoline Station | 2 | 1957-03-01 | Permanently Closed | 3000 | Gasoline
RICHMOND | SUNOCO (KELLY BROTHERS) | ROUTE 2 | UST-645 | Gasoline Station | 3 | 1957-03-01 | Permanently Closed | 5000 | Gasoline
RICHMOND | TWIN RIVERS MOBIL | 143 KINGSTOWN RD | UST-699 | Gasoline Station | 1 | 1950-04-01 | Permanently Closed | 2000 | Gasoline
RICHMOND | TWIN RIVERS MOBIL | 143 KINGSTOWN RD | UST-699 | Gasoline Station | 2 | 1950-04-01 | Permanently Closed | 2000 | Gasoline
RICHMOND | TWIN RIVERS MOBIL | 143 KINGSTOWN RD | UST-699 | Gasoline Station | 3 | 1965-04-01 | Permanently Closed | 6000 | Gasoline
RICHMOND | TWIN RIVERS MOBIL | 143 KINGSTOWN RD | UST-699 | Gasoline Station | 4 | 1982-04-01 | Permanently Closed | 4000 | Diesel
RICHMOND | TWIN RIVERS MOBIL | 143 KINGSTOWN RD | UST-699 | Gasoline Station | 5 | 1989-04-01 | Permanently Closed | 6000 | Gasoline | Single Walled
RICHMOND | TWIN RIVERS MOBIL | 143 KINGSTOWN RD | UST-699 | Gasoline Station | 6 | 1989-04-01 | Permanently Closed | 6000 | Gasoline | Single Walled
RICHMOND | TWIN RIVERS MOBIL | 143 KINGSTOWN RD | UST-699 | Gasoline Station | 7 | 1989-04-01 | Permanently Closed | 6000 | Gasoline | Single Walled
RICHMOND | TWIN RIVERS MOBIL | 143 KINGSTOWN RD | UST-699 | Gasoline Station | 8 | 1999-07-01 | Permanently Closed | 2000 | Diesel | Double Walled
RICHMOND | TWIN RIVERS MOBIL | 143 KINGSTOWN RD | UST-699 | Gasoline Station | 9 | 1999-05-01 | Permanently Closed | 500 | Kerosene | Double Walled
RICHMOND | UNC RECOVERY SYSTEMS | ONE NARRAGANSETT TRL | UST-364 | Industrial | 1 | 1965-03-01 | Permanently Closed | 8000 | Heating Oil No.2
RICHMOND | VIBCO, INC. | 75 STILSON RD | UST-2603 | Commercials | 1 | 1974-12-01 | Permanently Closed | 2500 | Heating Oil No.2
SCITUATE | AMERICAS BEST VALUE INN | 50 HARTFORD AVE | UST-18828 | Commercials | 1 | 1984-10-09 | Permanently Closed | 1000 | Heating Oil No.2 | Double Walled
SCITUATE | ANTHONY BALASCO | 46 KENT VIEW DR | UST-19012 | Private Residence | 1 | 1984-10-09 | Permanently Closed | 2000 | Heating Oil No.2
SCITUATE | ARNOLD HOPKINS (FARM) | 1023 DANIELSON PIKE | UST-18618 | Farm | 1 | 1984-10-09 | Permanently Closed | 1000 | Gasoline
SCITUATE | ATLAS INSULATION COMPANY | 116 DANIELSON PIKE | UST-3809 | Commercials | 1 | 1984-07-01 | Permanently Closed | 2000 | Heating Oil No.2 | Single Walled
SCITUATE | ATLAS INSULATION COMPANY | 116 DANIELSON PIKE | UST-3809 | Commercials | 2 | 1984-10-09 | Permanently Closed | 1000 | Heating Oil No.2
SCITUATE | ATLAS INSULATION COMPANY | 116 DANIELSON PIKE | UST-3809 | Commercials | 3 | 1984-10-09 | Permanently Closed | 1000 | Heating Oil No.2
SCITUATE | BLACKMORE INC. | 1376 CHOPMIST HILL RD | UST-1006 | Commercials | 1 | 1958-04-01 | Permanently Closed | 1000 | Gasoline
SCITUATE | C.W. FREDERICK REICHWEIN, III | 138 GLEANER CHAPEL RD | UST-19295 | Other | 1 | 1984-10-09 | Permanently Closed | 2000 | Gasoline
SCITUATE | CAMP ALDERGATE | 1043 SNAKE HILL RD | UST-19077 | Other | 1 | 1984-10-09 | Permanently Closed | 1000 | Heating Oil No.2
SCITUATE | CAMP ALDERGATE | 1043 SNAKE HILL RD | UST-19077 | Other | 2 | 1984-10-09 | Permanently Closed | 1000 | Heating Oil No.2
SCITUATE | CHOPMIST EXXON | COR. ROUTE 6 & 102 | UST-66 | Gasoline Station | 1 | 1973-02-01 | Permanently Closed | 8000 | Gasoline
SCITUATE | CHOPMIST EXXON | COR. ROUTE 6 & 102 | UST-66 | Gasoline Station | 2 | 1955-02-01 | Permanently Closed | 4000 | Gasoline
SCITUATE | CHOPMIST EXXON | COR. ROUTE 6 & 102 | UST-66 | Gasoline Station | 3 | 1955-02-01 | Permanently Closed | 3000 | Gasoline
SCITUATE | CHOPMIST EXXON | COR. ROUTE 6 & 102 | UST-66 | Gasoline Station | 4 | 1955-02-01 | Permanently Closed | 500 | Waste Oil
SCITUATE | CHOPMIST EXXON | COR. ROUTE 6 & 102 | UST-66 | Gasoline Station | 5 | 1955-02-01 | Permanently Closed | 500 | Heating Oil No.2
SCITUATE | CHOPMIST FIRE DEPARTMENT | CHOPMIST HILL RD | UST-1141 | City/Town Government | 1 | 1981-04-01 | Permanently Closed | 1000 | Heating Oil No.2
SCITUATE | CHOPMIST HILL SENIOR CENTER | 1515 CHOPMIST HILL RD | UST-3974 | City/Town Government | 1 | 1984-10-09 | Permanently Closed | 1000 | Heating Oil No.2
SCITUATE | CHOPMIST HILL SUNOCO | 1045 DANIELSON PIKE | UST-987 | Gasoline Station | 1 | 1972-04-01 | Permanently Closed | 6000 | Gasoline | Single Walled
SCITUATE | CHOPMIST HILL SUNOCO | 1045 DANIELSON PIKE | UST-987 | Gasoline Station | 2 | 1955-04-01 | Permanently Closed | 4000 | Gasoline
SCITUATE | CHOPMIST HILL SUNOCO | 1045 DANIELSON PIKE | UST-987 | Gasoline Station | 3 | 1985-06-01 | Permanently Closed | 6000 | Gasoline | Single Walled
SCITUATE | CHOPMIST HILL SUNOCO | 1045 DANIELSON PIKE | UST-987 | Gasoline Station | 4 | 1955-04-01 | Permanently Closed | 4000 | Gasoline
SCITUATE | CHOPMIST HILL SUNOCO | 1045 DANIELSON PIKE | UST-987 | Gasoline Station | 5 | 1985-06-01 | Permanently Closed | 6000 | Gasoline | Single Walled
SCITUATE | CHOPMIST HILL SUNOCO | 1045 DANIELSON PIKE | UST-987 | Gasoline Station | 6 | 1982-04-01 | Permanently Closed | 4000 | Diesel | Single Walled
SCITUATE | CHOPMIST HILL SUNOCO | 1045 DANIELSON PIKE | UST-987 | Gasoline Station | 7 | 1955-04-01 | Permanently Closed | 500 | Waste Oil
SCITUATE | CHOPMIST HILL SUNOCO | 1045 DANIELSON PIKE | UST-987 | Gasoline Station | 8 | 2013-06-06 | In Use | 12000 | Gasoline | Double Walled
SCITUATE | CHOPMIST HILL SUNOCO | 1045 DANIELSON PIKE | UST-987 | Gasoline Station | 9 | 2013-06-06 | In Use | 6000 | Gasoline | Double Walled
SCITUATE | CHOPMIST HILL SUNOCO | 1045 DANIELSON PIKE | UST-987 | Gasoline Station | 10 | 2013-06-06 | In Use | 6000 | Diesel | Double Walled
SCITUATE | CHURCH OF JESUS CHRIST/LATTER DAY SAINTS | POLES 102 & 103 CENTRAL PIKE | UST-2194 | Other | 1 | 1986-12-01 | In Use | 4000 | Heating Oil No.2 | Double Walled
SCITUATE | CLAYVILLE ELEMENTARY SCHOOL | FIELD HILL RD | UST-1530 | Education - Town | 1 | 1984-10-09 | Permanently Closed | 1000 | Heating Oil No.2
SCITUATE | COVENTRY BUILDING & WRECKING | 344 HOPE FURNACE RD | UST-17127 | Commercials | 1 | 1984-10-09 | Permanently Closed | 1000 | Heating Oil No.2
SCITUATE | DAVID E. LIPPY | 109 BATTEY MEETING RD | UST-2485 | Private Residence | 1 | 1981-06-01 | Permanently Closed | 2000 | Heating Oil No.2
SCITUATE | DAWSON PROPERTY | 115 PEEPTOAD RD | UST-17188 | Private Residence | 1 | 1984-10-09 | Permanently Closed | 3000 | Heating Oil No.2
SCITUATE | DOA FACILITY | DARBY RD | UST-15415 | State Government | 1 | 1984-10-09 | Permanently Closed | 550 | Mixture
SCITUATE | EASTERN MACHINERY | 57 PLAINFIELD PIKE | UST-15300 | Commercials | 1 | 1984-10-09 | Permanently Closed | 550 | Heating Oil No.2
SCITUATE | FALVEY LINEN SUPPLY INC. | 81 JACKSON FLAT RD | UST-894 | Commercials | 1 | 1974-04-01 | Permanently Closed | 10000 | Heating Oil No.6
SCITUATE | FALVEY LINEN SUPPLY INC. | 81 JACKSON FLAT RD | UST-894 | Commercials | 2 | 1984-10-09 | Permanently Closed | 2000 | Diesel
SCITUATE | FOGARTY MEMORIAL SCHOOL | 736 SNAKE HILL RD/GLOCESTER | UST-2856 | Education - Town | 1 | 1975-11-01 | In Use | 8000 | Heating Oil No.2
SCITUATE | FOGARTY MEMORIAL SCHOOL | 736 SNAKE HILL RD/GLOCESTER | UST-2856 | Education - Town | 2 | 1975-11-01 | In Use | 8000 | Heating Oil No.2
SCITUATE | FOGARTY MEMORIAL SCHOOL | 736 SNAKE HILL RD/GLOCESTER | UST-2856 | Education - Town | 3 | 1975-11-01 | Permanently Closed | 1000 | Diesel
SCITUATE | FOUR D'S | 2 JACKSON FLAT RD | UST-2790 | Commercials | 1 | 1973-09-01 | Permanently Closed | 5000 | Heating Oil No.2
SCITUATE | FOUR D'S | 2 JACKSON FLAT RD | UST-2790 | Commercials | 2 | 1973-09-01 | Permanently Closed | 5000 | Heating Oil No.2
SCITUATE | FOUR D'S | 2 JACKSON FLAT RD | UST-2790 | Commercials | 3 | 1973-09-01 | Permanently Closed | 5000 | Waste Oil
SCITUATE | FRANNIE NEWBOLD | 56 WINCHESTER DR | UST-3177 | Private Residence | 1 | 1980-03-01 | Permanently Closed | 1000 | Heating Oil No.2
SCITUATE | GEORGE M. SPICER JR. | POLE 16 ROCKLAND RD | UST-1034 | Commercials | 1 | 1957-04-01 | Permanently Closed | 1000 | Gasoline
SCITUATE | HARRIS MANOR @ CHOPMIST HILL | 1057 CHOPMIST HILL RD | UST-3735 | Other | 1 | 1965-02-01 | Permanently Closed | 1000 | Heating Oil No.2
SCITUATE | HELEN E. JENISON | 274 WESCOTT RD | UST-16498 | Private Residence | 1 | 1984-10-09 | Permanently Closed | 275 | Gasoline
SCITUATE | HELEN E. JENISON | 274 WESCOTT RD | UST-16498 | Private Residence | 2 | 1984-10-09 | Permanently Closed | 275 | Heating Oil No.2
SCITUATE | HENRY A. SALISBURY | 925 PLAINFIELD PIKE | UST-972 | Commercials | 1 | 1970-04-01 | Permanently Closed | 1000 | Gasoline
SCITUATE | HENRY A. SALISBURY | 925 PLAINFIELD PIKE | UST-972 | Commercials | 2 | 1968-04-01 | Permanently Closed | 1000 | Gasoline
SCITUATE | HOPE ELEMENTARY SCHOOL | RTE. 116, NORTH RD | UST-1529 | Education - Town | 1 | 1982-11-01 | Permanently Closed | 3000 | Heating Oil No.2
SCITUATE | HOPE MILL VILLAGE | 5 MAIN ST | UST-4377 | Commercials | 1 | 1984-10-09 | Permanently Closed | 10000 | Heating Oil No.2
SCITUATE | HOPE MILL VILLAGE | 5 MAIN ST | UST-4377 | Commercials | 2 | 1984-10-09 | Permanently Closed | 10000 | Heating Oil No.6
SCITUATE | HOPE MILL VILLAGE | 5 MAIN ST | UST-4377 | Commercials | 3 | null | Permanently Closed | 1000 | Gasoline
SCITUATE | HOPE SERVICE STATION, INC. | 1 HOPE AVE | UST-306 | Gasoline Station | 1 | 1965-03-01 | Permanently Closed | 4000 | Diesel
SCITUATE | HOPE SERVICE STATION, INC. | 1 HOPE AVE | UST-306 | Gasoline Station | 2 | 1965-03-01 | Permanently Closed | 4000 | Gasoline
SCITUATE | HOPE SERVICE STATION, INC. | 1 HOPE AVE | UST-306 | Gasoline Station | 3 | 1965-03-01 | Permanently Closed | 4000 | Gasoline
SCITUATE | HOPE SERVICE STATION, INC. | 1 HOPE AVE | UST-306 | Gasoline Station | 4 | 1965-03-01 | Permanently Closed | 4000 | Gasoline
SCITUATE | HOPE SERVICE STATION, INC. | 1 HOPE AVE | UST-306 | Gasoline Station | 5 | 1984-10-09 | Permanently Closed | 275 | Waste Oil
SCITUATE | HOPE SERVICE STATION, INC. | 1 HOPE AVE | UST-306 | Gasoline Station | 6 | 1984-10-09 | Permanently Closed | 275 | Heating Oil No.2
SCITUATE | IGA MARKET (FORMER) | 104 DANIELSON PIKE | UST-16258 | Commercials | 1 | 1984-10-09 | Permanently Closed | 1000 | Heating Oil No.2
SCITUATE | J. FOGLIA POULTRY FARM | POLE 30, OLD PLAINFIELD PIKE | UST-16819 | Farm | 1 | 1984-10-09 | Permanently Closed | 500 | Gasoline
SCITUATE | J. FOGLIA POULTRY FARM | POLE 30, OLD PLAINFIELD PIKE | UST-16819 | Farm | 2 | 1984-10-09 | Permanently Closed | 275 | Gasoline
SCITUATE | JANET LONG | 1031 DANIELSON PIKE | UST-18984 | Private Residence | 1 | 1984-10-09 | Permanently Closed | 500 | Gasoline
SCITUATE | JOSLIN FARM | FIELD HILL RD | UST-18631 | Other | 1 | 1984-10-09 | Permanently Closed | 1000 | Gasoline
SCITUATE | JOSLIN FARM | FIELD HILL RD | UST-18631 | Other | 2 | 1984-10-09 | Permanently Closed | 1100 | Heating Oil No.2
SCITUATE | JOSLIN FARM | FIELD HILL RD | UST-18631 | Other | 3 | 1984-10-09 | Permanently Closed | 1000 | Diesel
SCITUATE | MASON'S AUTOMOTIVE & MACHINE | 53 HARTFORD AVE | UST-404 | Gasoline Station | 1 | 1984-04-01 | Permanently Closed | 4000 | Gasoline | Single Walled
SCITUATE | MASON'S AUTOMOTIVE & MACHINE | 53 HARTFORD AVE | UST-404 | Gasoline Station | 2 | 1984-04-01 | Permanently Closed | 4000 | Gasoline | Single Walled
SCITUATE | MASON'S AUTOMOTIVE & MACHINE | 53 HARTFORD AVE | UST-404 | Gasoline Station | 3 | 1984-04-01 | Permanently Closed | 6000 | Gasoline | Single Walled
SCITUATE | MASON'S AUTOMOTIVE & MACHINE | 53 HARTFORD AVE | UST-404 | Gasoline Station | 4 | 1970-04-01 | Permanently Closed | 275 | Motor Oil
SCITUATE | MASON'S AUTOMOTIVE & MACHINE | 53 HARTFORD AVE | UST-404 | Gasoline Station | 5 | 1992-08-01 | Permanently Closed | 10000 | Gasoline | Double Walled
SCITUATE | MELISSA MACDONALD RESIDENCE | 7 DALE DR | UST-4582 | Private Residence | 1 | 1984-10-09 | Permanently Closed | 3000 | Heating Oil No.2
SCITUATE | MILLER RESIDENCE | 17 CASTLE DR | UST-4999 | Farm | 1 | null | Permanently Closed | 1500 | Heating Oil No.2 | Single Walled
SCITUATE | NARRAGANSETT ELECTRIC COMPANY | ROUTE 102, CHOPMIST HILL RD | UST-168 | Commercials | 1 | 1981-03-01 | Permanently Closed | 4000 | Gasoline
SCITUATE | NARRAGANSETT ELECTRIC COMPANY | ROUTE 102, CHOPMIST HILL RD | UST-168 | Commercials | 2 | 1983-03-01 | Permanently Closed | 4000 | Diesel
SCITUATE | NELSON A. KING COMMERCIAL PROPERTY | 680 HARTFORD PIKE | UST-3595 | Commercials | 1 | 1977-07-01 | Abandoned | 1000 | Heating Oil No.2
SCITUATE | NEW ENGLAND TELEPHONE COMPANY | SILK LN | UST-1209 | Commercials | 1 | 1984-10-09 | Permanently Closed | 500 | Heating Oil No.2
SCITUATE | NEW ENGLAND TELEPHONE COMPANY | SILK LN | UST-1209 | Commercials | 2 | 1984-10-09 | Permanently Closed | 1000 | Diesel
SCITUATE | NORTH SCITUATE ADVENT CHRISTIAN CHURCH | 212 ROCKLAND RD | UST-3813 | Other | 1 | 1984-10-09 | Permanently Closed | 1000 | Heating Oil No.2
SCITUATE | NORTH SCITUATE BAPTIST CHURCH | 619 WEST GREENVILLE RD | UST-16880 | Other | 1 | 1984-10-09 | Permanently Closed | 1000 | Heating Oil No.2
SCITUATE | NORTH SCITUATE BAPTIST CHURCH | 619 WEST GREENVILLE RD | UST-16880 | Other | 2 | 1984-10-09 | Permanently Closed | 1000 | Heating Oil No.2
SCITUATE | NORTH SCITUATE ELEMENTARY SCHOOL | INSTITUTION LN | UST-15995 | Education - Town | 1 | 1970-01-01 | Permanently Closed | 3500 | Heating Oil No.4
SCITUATE | NORTH SCITUATE PUBLIC LIBRARY | 606 W. GREENVILLE RD | UST-18287 | Other | 1 | 1984-10-09 | Permanently Closed | 500 | Heating Oil No.2
SCITUATE | OLD FORESTRY GARAGE (PWSB) | HOPE RD | UST-15700 | City/Town Government | 1 | 1984-10-09 | Permanently Closed | 6000 | Gasoline
SCITUATE | P.J. HOLTON PURIFICATION PLANT | 61 NORTH RD | UST-1699 | City/Town Government | 1 | 1969-08-01 | Permanently Closed | 1000 | Heating Oil No.2
SCITUATE | P.J. HOLTON PURIFICATION PLANT | 61 NORTH RD | UST-1699 | City/Town Government | 2 | 1962-08-01 | Permanently Closed | 7600 | Heating Oil No.2
SCITUATE | P.J. HOLTON PURIFICATION PLANT | 61 NORTH RD | UST-1699 | City/Town Government | 3 | 1962-08-01 | Permanently Closed | 2000 | Gasoline
SCITUATE | P.J. HOLTON PURIFICATION PLANT | 61 NORTH RD | UST-1699 | City/Town Government | 4 | 1987-04-01 | Permanently Closed | 1000 | Diesel | Double Walled | 2022-11-15
SCITUATE | P.J. HOLTON PURIFICATION PLANT | 61 NORTH RD | UST-1699 | City/Town Government | 5 | 1969-08-01 | Permanently Closed | 5000 | Heating Oil No.2
SCITUATE | PHOENIX INDUSTRIES | 1265 CHOPMIST HILL RD | UST-15924 | Commercials | 1 | 1984-10-09 | Permanently Closed | 1000 | Gasoline
SCITUATE | POTTERVILLE FIRE DEPARTMENT | 953 TUNK HILL RD. RT. 12 | UST-1142 | City/Town Government | 1 | 1982-04-01 | Permanently Closed | 1000 | Heating Oil No.2
SCITUATE | PROVIDENCE WATER FORESTRY GARAGE | 80 NORTH RD | UST-4270 | City/Town Government | 1 | 1984-10-09 | Permanently Closed | 1000 | Heating Oil No.2
SCITUATE | R.I. DEPARTMENT OF TRANSPORTATION - MAINTENANCE FA | 23 SPRINGBROOK RD | UST-1291 | State Government | 1 | 1974-05-01 | Permanently Closed | 4000 | Gasoline
SCITUATE | R.I. DEPARTMENT OF TRANSPORTATION - MAINTENANCE FA | 23 SPRINGBROOK RD | UST-1291 | State Government | 2 | 1986-09-01 | Permanently Closed | 6000 | Diesel | Double Walled
SCITUATE | R.I. DEPARTMENT OF TRANSPORTATION - MAINTENANCE FA | 23 SPRINGBROOK RD | UST-1291 | State Government | 3 | 1974-05-01 | Permanently Closed | 10000 | Gasoline
SCITUATE | R.I. DEPARTMENT OF TRANSPORTATION - MAINTENANCE FA | 23 SPRINGBROOK RD | UST-1291 | State Government | 4 | 1974-05-01 | Permanently Closed | 3000 | Diesel
SCITUATE | R.I. DEPARTMENT OF TRANSPORTATION - MAINTENANCE FA | 23 SPRINGBROOK RD | UST-1291 | State Government | 5 | 1965-05-01 | Permanently Closed | 2000 | Heating Oil No.2
SCITUATE | R.I. DEPARTMENT OF TRANSPORTATION - MAINTENANCE FA | 23 SPRINGBROOK RD | UST-1291 | State Government | 6 | 1975-05-01 | Permanently Closed | 275 | Gasoline
SCITUATE | R.I. DEPARTMENT OF TRANSPORTATION - MAINTENANCE FA | 23 SPRINGBROOK RD | UST-1291 | State Government | 7 | 1984-10-09 | Permanently Closed | 1000 | Diesel
SCITUATE | R.I. DEPARTMENT OF TRANSPORTATION - MAINTENANCE FA | 23 SPRINGBROOK RD | UST-1291 | State Government | 8 | 1984-10-09 | Permanently Closed | 1000 | Diesel
SCITUATE | RALPH VOSSLER | 238 IDE RD | UST-16586 | Other | 1 | 1984-10-09 | Permanently Closed | 500 | Gasoline
SCITUATE | RAW WATER BOOSTER PUMPING STATION | HOPE RD | UST-1700 | City/Town Government | 1 | 1966-08-01 | Permanently Closed | 10000 | Diesel
SCITUATE | RAW WATER BOOSTER PUMPING STATION | HOPE RD | UST-1700 | City/Town Government | 2 | 1966-08-01 | Permanently Closed | 5000 | Heating Oil No.2
SCITUATE | RAY REEDY, INC. | JUNCTION ROUTE 101 & 6 | UST-3078 | Commercials | 1 | 1984-10-09 | Permanently Closed | 1000 | Heating Oil No.2
SCITUATE | RHODE ISLAND STATE POLICE | 311 DANIELSON PIKE | UST-19306 | State Government | 1 | 1984-10-09 | Permanently Closed | 99 | Gasoline
SCITUATE | RHODE ISLAND STATE POLICE | 311 DANIELSON PIKE | UST-19306 | State Government | 2 | 1984-10-09 | Permanently Closed | 1000 | Heating Oil No.2
SCITUATE | RHODE ISLAND STATE POLICE | 311 DANIELSON PIKE | UST-19306 | State Government | 3 | 1984-10-09 | Permanently Closed | 2000 | Heating Oil No.2
SCITUATE | RHODE ISLAND STATE POLICE | 311 DANIELSON PIKE | UST-19306 | State Government | 4 | 1984-10-09 | Permanently Closed | 2000 | Heating Oil No.2
SCITUATE | RHODE ISLAND STATE POLICE | 311 DANIELSON PIKE | UST-19306 | State Government | 5 | 1984-10-09 | Permanently Closed | 99 | Heating Oil No.2
SCITUATE | RI ARMY NAT'L GUARD-(OMS #1) | 279 DANIELSON PIKE | UST-1469 | State Government | 1 | 1953-09-01 | Permanently Closed | 5000 | Gasoline
SCITUATE | RI ARMY NAT'L GUARD-(OMS #1) | 279 DANIELSON PIKE | UST-1469 | State Government | 2 | 1973-09-01 | Permanently Closed | 5000 | Diesel
SCITUATE | RI ARMY NAT'L GUARD-(OMS #1) | 279 DANIELSON PIKE | UST-1469 | State Government | 3 | 1983-09-01 | Permanently Closed | 1000 | Heating Oil No.2
SCITUATE | RI ARMY NAT'L GUARD-(OMS #1) | 279 DANIELSON PIKE | UST-1469 | State Government | 4 | 1984-10-09 | Permanently Closed | 1000 | Heating Oil No.2
SCITUATE | RI ARMY NAT'L GUARD-(OMS #1) | 279 DANIELSON PIKE | UST-1469 | State Government | 5 | 1984-10-09 | Permanently Closed | 1000 | Heating Oil No.2
SCITUATE | RI ARMY NAT'L GUARD-(OMS #1) | 279 DANIELSON PIKE | UST-1469 | State Government | 6 | 1983-09-01 | Permanently Closed | 500 | Waste Oil
SCITUATE | ROBERT & GEORGIA LONKART | 62 CARUE DR | UST-18653 | Private Residence | 1 | 1984-10-09 | In Use | 2000 | Heating Oil No.2 | Double Walled
SCITUATE | ROBERT DEPASQUALE RESIDENTIAL PROPERTY | 45 KENT VIEW DR | UST-4285 | Private Residence | 1 | 1984-10-09 | Permanently Closed | 2000 | Heating Oil No.2
SCITUATE | ROCKLAND OAKS ELDERLY HOUSING | 104 ROCKLAND RD | UST-19238 | Commercials | 1 | 1984-10-09 | Permanently Closed | 0 | Heating Oil No.2
SCITUATE | ROCKLAND OAKS ELDERLY HOUSING | 104 ROCKLAND RD | UST-19238 | Commercials | 2 | 1984-10-09 | Permanently Closed | 0 | Heating Oil No.2
SCITUATE | S. HARWOOD/A. STONE | 401 CARPENTER RD | UST-3582 | Private Residence | 1 | 1980-03-01 | Permanently Closed | 2000 | Heating Oil No.2
SCITUATE | SCATTO RESIDENCE | 22 ANGELL RD | UST-4805 | Private Residence | 1 | null | Permanently Closed | 2000 | Heating Oil No.2 | Single Walled
SCITUATE | SCITUATE AMBULANCE & RESCUE CORP. | DANIELSON PIKE | UST-18210 | Commercials | 1 | 1984-10-09 | Permanently Closed | 275 | Not Listed
SCITUATE | SCITUATE COMMONS | 29 INSTITUATE LN | UST-1357 | Commercials | 1 | 1983-07-01 | Permanently Closed | 1000 | Heating Oil No.2
SCITUATE | SCITUATE COMMONS | 29 INSTITUATE LN | UST-1357 | Commercials | 2 | 1983-07-01 | Permanently Closed | 1000 | Heating Oil No.2
SCITUATE | SCITUATE COMMONS | 29 INSTITUATE LN | UST-1357 | Commercials | 3 | 1983-07-01 | Permanently Closed | 1000 | Heating Oil No.2
SCITUATE | SCITUATE EARLY LEARNING CENTER | 686 HARTFORD PIKE | UST-3594 | Education Private | 1 | 1971-06-01 | Permanently Closed | 500 | Heating Oil No.2
SCITUATE | SCITUATE HOUSING FOR THE ELDERLY | 104 ROCKLAND RD | UST-3438 | Other | 1 | 1984-09-01 | Permanently Closed | 2000 | Heating Oil No.2
SCITUATE | SCITUATE HOUSING FOR THE ELDERLY | 104 ROCKLAND RD | UST-3438 | Other | 2 | 1984-09-01 | Permanently Closed | 500 | Heating Oil No.2
SCITUATE | SCITUATE JR/SR HIGH SCHOOL | 94 TRIMTOWN RD | UST-3498 | Education - Town | 1 | 1955-01-01 | Permanently Closed | 7600 | Kerosene
SCITUATE | SCITUATE JR/SR HIGH SCHOOL | 94 TRIMTOWN RD | UST-3498 | Education - Town | 2 | 1955-01-01 | Permanently Closed | 7600 | Heating Oil No.2
SCITUATE | SCITUATE JR/SR HIGH SCHOOL | 94 TRIMTOWN RD | UST-3498 | Education - Town | 3 | 1962-01-01 | Permanently Closed | 3500 | Heating Oil No.2
SCITUATE | SCITUATE POLICE DEPARTMENT | MAIN ST | UST-1143 | City/Town Government | 1 | 1972-04-01 | Permanently Closed | 4000 | Gasoline
SCITUATE | SCITUATE PUBLIC WORKS DEPT. | LINCOLN CIR | UST-1145 | City/Town Government | 1 | 1972-04-01 | Permanently Closed | 4000 | Diesel
SCITUATE | SCITUATE PUBLIC WORKS DEPT. | LINCOLN CIR | UST-1145 | City/Town Government | 2 | 1980-04-01 | Permanently Closed | 6000 | Diesel | Double Walled
SCITUATE | SCITUATE TRUCK SERVICE | 84 DANIELSON PARK | UST-15791 | Commercials | 1 | 1984-10-09 | Permanently Closed | 1000 | Gasoline
SCITUATE | SCITUATE TRUCK SERVICE | 84 DANIELSON PARK | UST-15791 | Commercials | 2 | 1984-10-09 | Permanently Closed | 3000 | Heating Oil No.2
SCITUATE | SHELL COLBEA #21 | 34 HARTFORD AVE | UST-4863 | Gasoline Station | 1 | 2020-12-09 | In Use | 15000 | Gasoline | Double Walled | 2021-01-11
SCITUATE | SHELL COLBEA #21 | 34 HARTFORD AVE | UST-4863 | Gasoline Station | 2 | 2020-12-09 | In Use | 9000 | Gasoline | Double Walled | 2021-01-11
SCITUATE | SHELL COLBEA #21 | 34 HARTFORD AVE | UST-4863 | Gasoline Station | 3 | 2020-12-09 | In Use | 6000 | Diesel | Double Walled | 2021-01-11
SCITUATE | SIMPLY DELICIOUS BAKERY AND DELI | 1190 DANIELSON PIKE | UST-19050 | Commercials | 1 | 1984-10-09 | Permanently Closed | 1000 | Heating Oil No.2
SCITUATE | SIMPLY DELICIOUS BAKERY AND DELI | 1190 DANIELSON PIKE | UST-19050 | Commercials | 2 | 1984-10-09 | Permanently Closed | 1000 | Heating Oil No.2
SCITUATE | SIMPLY DELICIOUS BAKERY AND DELI | 1190 DANIELSON PIKE | UST-19050 | Commercials | 3 | 1984-10-09 | Permanently Closed | 2000 | Kerosene
SCITUATE | ST. ANGELO RESIDENCE | 4 WATERVALLEY RD | UST-18739 | Private Residence | 1 | 1984-10-09 | Permanently Closed | 5000 | Heating Oil No.2
SCITUATE | ST. JOSEPH THE GREAT CHURCH | 164 ELMDALE ST | UST-3622 | Other | 1 | 1984-10-09 | Permanently Closed | 3000 | Heating Oil No.2
SCITUATE | ST. JOSEPH'S CHURCH | 164 ELMDALE AVE | UST-18806 | Other | 1 | 1984-10-09 | Permanently Closed | 3000 | Unknown
SCITUATE | STATE POLICE (D.O.T.) | POLE 75 DANIELSON PIKE | UST-1295 | State Government | 1 | 1978-05-01 | Permanently Closed | 10000 | Gasoline
SCITUATE | STATE POLICE (D.O.T.) | POLE 75 DANIELSON PIKE | UST-1295 | State Government | 2 | 1986-05-01 | Permanently Closed | 10000 | Gasoline | Double Walled
SCITUATE | STATE POLICE (D.O.T.) | POLE 75 DANIELSON PIKE | UST-1295 | State Government | 3 | 1984-10-09 | Permanently Closed | 1500 | Gasoline
SCITUATE | STILLWATER CHRISTIAN FELLOWSHIP | 51 MAIN ST | UST-4455 | Other | 1 | 1984-10-09 | Permanently Closed | 1000 | Heating Oil No.2
SCITUATE | SUBURBAN SALES & SERVICE CORP. | 62 B DANIELSON PIKE | UST-1761 | Commercials | 1 | 1985-01-01 | Permanently Closed | 500 | Gasoline
SCITUATE | SUBURBAN SALES & SERVICE CORP. | 62 B DANIELSON PIKE | UST-1761 | Commercials | 2 | 1983-01-01 | Permanently Closed | 1000 | Gasoline
SCITUATE | SUNOCO #0005-9758 | 2654 HARTFORD PIKE | UST-631 | Gasoline Station | 1 | 1982-10-01 | Permanently Closed | 6000 | Gasoline
SCITUATE | SUNOCO #0005-9758 | 2654 HARTFORD PIKE | UST-631 | Gasoline Station | 2 | 1982-10-01 | Permanently Closed | 6000 | Gasoline
SCITUATE | SUNOCO #0005-9758 | 2654 HARTFORD PIKE | UST-631 | Gasoline Station | 3 | 1982-10-01 | Permanently Closed | 6000 | Gasoline
SCITUATE | SUNOCO #0005-9758 | 2654 HARTFORD PIKE | UST-631 | Gasoline Station | 4 | 1982-10-01 | Permanently Closed | 1000 | Waste Oil
SCITUATE | SUNOCO #0005-9758 | 2654 HARTFORD PIKE | UST-631 | Gasoline Station | 5 | 1982-10-01 | Permanently Closed | 1000 | Heating Oil No.2
SCITUATE | SWEENEY PROPERTY | 200 QUAKER LN | UST-19010 | Private Residence | 1 | 1984-10-09 | Permanently Closed | 2000 | Heating Oil No.2
SCITUATE | TASCA PROPERTY | 24 HI VIEW DR | UST-4945 | Private Residence | 1 | null | Permanently Closed | 5000 | Heating Oil No.2
SCITUATE | TOWN OF SCITUATE TOWN HALL | 195 DANIELSON PIKE | UST-1144 | City/Town Government | 1 | 1981-04-01 | Permanently Closed | 1000 | Heating Oil No.2
SCITUATE | TURINI RESIDENCE | 19 DEER RUN RD | UST-19213 | Private Residence | 1 | 1984-10-09 | Permanently Closed | 2000 | Heating Oil No.2
SCITUATE | VACANT LOT | CRANBERRY DR | UST-18304 | Other | 1 | 1984-10-09 | Permanently Closed | 4000 | Gasoline
SCITUATE | VACANT LOT | CRANBERRY DR | UST-18304 | Other | 2 | 1984-10-09 | Permanently Closed | 500 | Heating Oil No.2
SCITUATE | VACANT LOT ACROSS FROM 309 ROCKLAND RD | 0 ROCKLAND RD | UST-4984 | Commercials | 1 | null | Permanently Closed | 1000 | Gasoline | Single Walled
SCITUATE | VACANT LOT ACROSS FROM 309 ROCKLAND RD | 0 ROCKLAND RD | UST-4984 | Commercials | 2 | null | Permanently Closed | 1000 | Gasoline | Single Walled
SCITUATE | VILLAGE GAS | 141 DANIELSON PIKE | UST-176 | Gasoline Station | 1 | 1960-03-01 | Permanently Closed | 3000 | Gasoline
SCITUATE | VILLAGE GAS | 141 DANIELSON PIKE | UST-176 | Gasoline Station | 2 | 1960-03-01 | Permanently Closed | 3000 | Gasoline
SCITUATE | VILLAGE GAS | 141 DANIELSON PIKE | UST-176 | Gasoline Station | 3 | 1960-03-01 | Permanently Closed | 2000 | Gasoline
SCITUATE | VILLAGE GAS | 141 DANIELSON PIKE | UST-176 | Gasoline Station | 4 | 1960-03-01 | Permanently Closed | 2000 | Gasoline
SCITUATE | VILLAGE GAS | 141 DANIELSON PIKE | UST-176 | Gasoline Station | 5 | 1960-03-01 | Permanently Closed | 4000 | Gasoline
SCITUATE | VILLAGE GAS | 141 DANIELSON PIKE | UST-176 | Gasoline Station | 6 | 1960-03-01 | Permanently Closed | 350 | Waste Oil
SCITUATE | VILLAGE GAS | 141 DANIELSON PIKE | UST-176 | Gasoline Station | 7 | 1947-03-01 | Permanently Closed | 1000 | Heating Oil No.2
SCITUATE | VILLAGE GAS | 141 DANIELSON PIKE | UST-176 | Gasoline Station | 8 | 1994-08-25 | In Use | 10000 | Gasoline | Double Walled
SCITUATE | VILLAGE GAS | 141 DANIELSON PIKE | UST-176 | Gasoline Station | 9 | 1994-08-25 | In Use | 8000 | Gasoline | Double Walled
SCITUATE | WILLIAM L. PULLEN, ESTATE OF | 983 DANIELSON PIKE | UST-17076 | Other | 1 | 1984-10-09 | Permanently Closed | 1000 | Gasoline
SCITUATE | WILLIAM L. PULLEN, ESTATE OF | 983 DANIELSON PIKE | UST-17076 | Other | 2 | 1984-10-09 | Permanently Closed | 1000 | Gasoline
SMITHFIELD | 11 ENTERPRISE LANE | 11 ENTERPRISE LN | UST-4337 | Commercials | 1 | 1984-10-09 | Permanently Closed | 500 | Heating Oil No.2
SMITHFIELD | 189 HARTFORD PIKE, LLC | 35 FARNUM PIKE | UST-832 | Commercials | 1 | 1965-04-01 | Permanently Closed | 4000 | Gasoline
SMITHFIELD | 189 HARTFORD PIKE, LLC | 35 FARNUM PIKE | UST-832 | Commercials | 2 | 1965-04-01 | Permanently Closed | 1000 | Unknown
SMITHFIELD | 189 HARTFORD PIKE, LLC | 35 FARNUM PIKE | UST-832 | Commercials | 3 | 1965-04-01 | Permanently Closed | 1000 | Unknown
SMITHFIELD | 189 HARTFORD PIKE, LLC | 35 FARNUM PIKE | UST-832 | Commercials | 4 | 1965-04-01 | Permanently Closed | 1000 | Unknown
SMITHFIELD | 189 HARTFORD PIKE, LLC | 35 FARNUM PIKE | UST-832 | Commercials | 5 | 1965-04-01 | Tank Not Found | 275 | Heating Oil No.2
SMITHFIELD | 189 HARTFORD PIKE, LLC | 35 FARNUM PIKE | UST-832 | Commercials | 6 | 1984-10-09 | Permanently Closed | 500 | Waste Oil
SMITHFIELD | 19 LATHAM FARM ROAD RESIDENCE | 19 LATHAM FARM RD | UST-4874 | Private Residence | 1 | null | Permanently Closed | 2000 | Heating Oil No.2 | Single Walled
SMITHFIELD | 256 PUTNAM PIKE | 256 PUTNAM PIKE | UST-4697 | Commercials | 1 | 1984-10-09 | Permanently Closed | 2000 | Heating Oil No.2
SMITHFIELD | 3 ON 7 FUEL AND CONVENIENCE | 351 DOUGLAS PIKE | UST-1916 | Gasoline Station | 1 | 1949-05-01 | Permanently Closed | 2000 | Gasoline
SMITHFIELD | 3 ON 7 FUEL AND CONVENIENCE | 351 DOUGLAS PIKE | UST-1916 | Gasoline Station | 2 | 1949-05-01 | Permanently Closed | 2000 | Gasoline
SMITHFIELD | 3 ON 7 FUEL AND CONVENIENCE | 351 DOUGLAS PIKE | UST-1916 | Gasoline Station | 3 | 1949-05-01 | Permanently Closed | 3000 | Gasoline
SMITHFIELD | 3 ON 7 FUEL AND CONVENIENCE | 351 DOUGLAS PIKE | UST-1916 | Gasoline Station | 4 | 1977-05-01 | Permanently Closed | 3000 | Diesel
SMITHFIELD | 3 ON 7 FUEL AND CONVENIENCE | 351 DOUGLAS PIKE | UST-1916 | Gasoline Station | 5 | 1977-05-01 | Permanently Closed | 3000 | Diesel
SMITHFIELD | 3 ON 7 FUEL AND CONVENIENCE | 351 DOUGLAS PIKE | UST-1916 | Gasoline Station | 6 | 1981-05-01 | Permanently Closed | 10000 | Gasoline
SMITHFIELD | 3 ON 7 FUEL AND CONVENIENCE | 351 DOUGLAS PIKE | UST-1916 | Gasoline Station | 7 | 1994-08-01 | In Use | 12000 | Gasoline | Double Walled | 1994-08-01
SMITHFIELD | 3 ON 7 FUEL AND CONVENIENCE | 351 DOUGLAS PIKE | UST-1916 | Gasoline Station | 8 | 1994-08-01 | In Use | 8000 | Gasoline | Double Walled | 1994-08-01
SMITHFIELD | 3 ON 7 FUEL AND CONVENIENCE | 351 DOUGLAS PIKE | UST-1916 | Gasoline Station | 9 | 1994-09-01 | In Use | 4000 | Diesel | Double Walled | 1994-08-01
SMITHFIELD | 7-ELEVEN #32614 | 970 DOUGLAS PIKE | UST-573 | Gasoline Station | 1 | 1980-04-01 | Permanently Closed | 10000 | Diesel
SMITHFIELD | 7-ELEVEN #32614 | 970 DOUGLAS PIKE | UST-573 | Gasoline Station | 2 | 1980-04-01 | Permanently Closed | 10000 | Gasoline
SMITHFIELD | 7-ELEVEN #32614 | 970 DOUGLAS PIKE | UST-573 | Gasoline Station | 3 | 1980-04-01 | Permanently Closed | 10000 | Gasoline
SMITHFIELD | 7-ELEVEN #32614 | 970 DOUGLAS PIKE | UST-573 | Gasoline Station | 4 | 1985-10-01 | Permanently Closed | 6000 | Gasoline
SMITHFIELD | 7-ELEVEN #32614 | 970 DOUGLAS PIKE | UST-573 | Gasoline Station | 5 | 1998-03-04 | In Use | 8000 | Diesel | Double Walled | 2019-11-07
SMITHFIELD | 7-ELEVEN #32614 | 970 DOUGLAS PIKE | UST-573 | Gasoline Station | 6 | 1998-03-04 | In Use | 8000 | Gasoline | Double Walled | 2019-11-07
SMITHFIELD | 7-ELEVEN #32614 | 970 DOUGLAS PIKE | UST-573 | Gasoline Station | 7 | 1998-03-04 | In Use | 12000 | Gasoline | Double Walled | 2019-11-07
SMITHFIELD | A & W SERVICE STATION | 213 FARNUM PIKE | UST-516 | Gasoline Station | 1 | 1984-10-09 | Permanently Closed | 1000 | Gasoline
SMITHFIELD | A & W SERVICE STATION | 213 FARNUM PIKE | UST-516 | Gasoline Station | 2 | 1984-10-09 | Permanently Closed | 2000 | Gasoline
SMITHFIELD | A.F. LUSI CONSTRUCTION | POLE 17 CEDAR SWAMP RD | UST-15326 | Commercials | 1 | 1984-10-09 | Permanently Closed | 4000 | Diesel
SMITHFIELD | A.F. LUSI CONSTRUCTION | POLE 17 CEDAR SWAMP RD | UST-15326 | Commercials | 2 | 1984-10-09 | Permanently Closed | 2000 | Gasoline
SMITHFIELD | A.F. LUSI CONSTRUCTION | POLE 17 CEDAR SWAMP RD | UST-15326 | Commercials | 3 | 1984-10-09 | Permanently Closed | 1000 | Heating Oil No.2
SMITHFIELD | ACCESSORIES ASSOCIATES, INC. | 500 GEORGE WASHINGTON HWY | UST-426 | Industrial | 1 | 1977-04-01 | In Use | 10000 | Heating Oil No.2
SMITHFIELD | ACCESSORIES ASSOCIATES, INC. | 500 GEORGE WASHINGTON HWY | UST-426 | Industrial | 2 | 1977-04-01 | In Use | 10000 | Heating Oil No.2
SMITHFIELD | AIELLO REALTY | 307 FARNUM PIKE | UST-16127 | Commercials | 1 | 1971-10-01 | Permanently Closed | 10000 | Diesel
SMITHFIELD | AIELLO REALTY | 307 FARNUM PIKE | UST-16127 | Commercials | 2 | 1976-10-01 | Permanently Closed | 25000 | Diesel
SMITHFIELD | AIELLO REALTY | 307 FARNUM PIKE | UST-16127 | Commercials | 3 | 1976-10-01 | Permanently Closed | 25000 | Diesel
SMITHFIELD | AIELLO REALTY | 307 FARNUM PIKE | UST-16127 | Commercials | 4 | 1976-10-01 | Permanently Closed | 1000 | Motor Oil
SMITHFIELD | AMR REALTY | P.O. BOX 17088 | UST-2230 | Commercials | 1 | 1967-10-01 | Permanently Closed | 1000 | Heating Oil No.2
SMITHFIELD | APPLE VALLEY CAR WASH, INC. | 6 CEDAR SWAMP RD | UST-2122 | Gasoline Station | 1 | 1979-05-01 | Permanently Closed | 8000 | Gasoline
SMITHFIELD | APPLE VALLEY CAR WASH, INC. | 6 CEDAR SWAMP RD | UST-2122 | Gasoline Station | 2 | 1994-10-01 | In Use | 10000 | Gasoline | Double Walled
SMITHFIELD | APPLE VALLEY CAR WASH, INC. | 6 CEDAR SWAMP RD | UST-2122 | Gasoline Station | 3 | 1979-05-01 | Permanently Closed | 8000 | Gasoline
SMITHFIELD | APPLE VALLEY CAR WASH, INC. | 6 CEDAR SWAMP RD | UST-2122 | Gasoline Station | 4 | 1994-10-01 | In Use | 10000 | Gasoline | Double Walled
SMITHFIELD | APPLE VALLEY CAR WASH, INC. | 6 CEDAR SWAMP RD | UST-2122 | Gasoline Station | 5 | 1979-05-01 | Permanently Closed | 8000 | Gasoline
SMITHFIELD | APPLE VALLEY CAR WASH, INC. | 6 CEDAR SWAMP RD | UST-2122 | Gasoline Station | 6 | 1981-05-01 | Permanently Closed | 8000 | Diesel
SMITHFIELD | ARRUDA RESIDENCE | 54 MAUREEN DR | UST-4934 | Private Residence | 1 | null | Permanently Closed | 2000 | Heating Oil No.2
SMITHFIELD | B & E TRANSPORTATION, INC. | 7 LEVI LN | UST-138 | Commercials | 1 | 1972-08-01 | Permanently Closed | 3000 | Diesel
SMITHFIELD | B & E TRANSPORTATION, INC. | 7 LEVI LN | UST-138 | Commercials | 2 | 1972-08-01 | Permanently Closed | 3000 | Diesel
SMITHFIELD | B.T. EQUIPMENT COMPANY | LYDIA ANN RD | UST-1874 | Commercials | 1 | 1980-05-01 | Permanently Closed | 10000 | Diesel
SMITHFIELD | B.T. EQUIPMENT COMPANY | LYDIA ANN RD | UST-1874 | Commercials | 2 | 1980-05-01 | Permanently Closed | 10000 | Diesel
SMITHFIELD | B.T. EQUIPMENT COMPANY | LYDIA ANN RD | UST-1874 | Commercials | 3 | 1980-05-01 | Permanently Closed | 10000 | Gasoline
SMITHFIELD | B.T. EQUIPMENT COMPANY | LYDIA ANN RD | UST-1874 | Commercials | 4 | 1980-05-01 | Permanently Closed | 10000 | Gasoline
SMITHFIELD | B.T. EQUIPMENT COMPANY | LYDIA ANN RD | UST-1874 | Commercials | 5 | 1980-05-01 | Permanently Closed | 500 | Waste Oil
SMITHFIELD | BEAUDRY RESIDENCE | 17 MAUREEN DR | UST-18204 | Private Residence | 1 | 1976-05-01 | Permanently Closed | 2000 | Heating Oil No.2
SMITHFIELD | BELVOIR COMPANY | 88 STILLWATER RD | UST-15239 | Industrial | 1 | 1984-10-09 | Permanently Closed | 2000 | Gasoline
SMITHFIELD | BERMIC, INC. | 1225 DOUGLAS PIKE | UST-3767 | Industrial | 1 | 1984-10-09 | Permanently Closed | 5000 | Heating Oil No.2
SMITHFIELD | BLACKHAWK MACHINE PRODUCTS | 6 INDUSTRIAL DR | UST-3823 | Industrial | 1 | 1984-10-09 | Permanently Closed | 5000 | Heating Oil No.2
SMITHFIELD | BRANCH RIVER PLASTICS, INC. | 15 THURBER BLVD | UST-2536 | Commercials | 1 | 1985-06-01 | Permanently Closed | 3000 | Diesel
SMITHFIELD | BRYANT UNIVERSITY | 1150 DOUGLAS PIKE | UST-1623 | Education Private | 1 | 1976-04-01 | Permanently Closed | 2000 | Gasoline
SMITHFIELD | BRYANT UNIVERSITY | 1150 DOUGLAS PIKE | UST-1623 | Education Private | 2 | 1971-04-01 | Permanently Closed | 1000 | Gasoline
SMITHFIELD | BRYANT UNIVERSITY | 1150 DOUGLAS PIKE | UST-1623 | Education Private | 3 | 1972-02-01 | Permanently Closed | 10000 | Heating Oil No.2 | Single Walled
SMITHFIELD | BRYANT UNIVERSITY | 1150 DOUGLAS PIKE | UST-1623 | Education Private | 4 | 1992-10-01 | Permanently Closed | 5000 | Gasoline | Double Walled
SMITHFIELD | BRYANT UNIVERSITY | 1150 DOUGLAS PIKE | UST-1623 | Education Private | 5 | 1992-11-01 | Permanently Closed | 20000 | Heating Oil No.2 | Double Walled
SMITHFIELD | BRYANT UNIVERSITY | 1150 DOUGLAS PIKE | UST-1623 | Education Private | 6 | 1992-11-01 | Permanently Closed | 20000 | Heating Oil No.2 | Double Walled
SMITHFIELD | BRYANT UNIVERSITY | 1150 DOUGLAS PIKE | UST-1623 | Education Private | 7 | 1984-10-09 | Permanently Closed | 2000 | Heating Oil No.2
SMITHFIELD | BRYANT UNIVERSITY | 1150 DOUGLAS PIKE | UST-1623 | Education Private | 8 | 1984-10-09 | Permanently Closed | 1000 | Unknown
SMITHFIELD | BRYANT UNIVERSITY | 1150 DOUGLAS PIKE | UST-1623 | Education Private | 9 | 1984-10-09 | Permanently Closed | 10000 | Heating Oil No.2
SMITHFIELD | CALCAGNI CONSTRUCTION COMPANY | 50 CEDAR SWAMP RD | UST-4113 | Commercials | 1 | 1984-10-09 | Permanently Closed | 1000 | Diesel
SMITHFIELD | CARBIDE REALTY, LLC | 339-C FARNUM PIKE | UST-2577 | Commercials | 1 | 1963-04-01 | Permanently Closed | 1000 | Heating Oil No.2
SMITHFIELD | CARBIDE REALTY, LLC | 339-C FARNUM PIKE | UST-2577 | Commercials | 2 | 1975-04-01 | Permanently Closed | 2000 | Heating Oil No.2
SMITHFIELD | CERRONI'S AUTO REPAIR | 124 PLEASANT VIEW AVE | UST-4988 | Commercials | 1 | null | Permanently Closed | 1000 | Unknown
SMITHFIELD | CHARLES FOSTER | 113 FARNUM PIKE | UST-15023 | Commercials | 1 | 1984-10-09 | Permanently Closed | 4000 | Gasoline
SMITHFIELD | CHARLES FOSTER | 113 FARNUM PIKE | UST-15023 | Commercials | 2 | 1984-10-09 | Permanently Closed | 4000 | Gasoline
SMITHFIELD | CHARLES FOSTER | 113 FARNUM PIKE | UST-15023 | Commercials | 3 | 1984-10-09 | Permanently Closed | 4000 | Gasoline
SMITHFIELD | CHARTER REALTY PROPERTY | 653 PUTNAM PIKE | UST-4335 | Commercials | 1 | 1984-10-09 | Permanently Closed | 1000 | Heating Oil No.2
SMITHFIELD | CHELO RESIDENCE | 8 BURLINGAME RD | UST-4667 | Private Residence | 1 | 1984-10-09 | Permanently Closed | 2000 | Heating Oil No.2
SMITHFIELD | COMMERCE STREET PUMPING STATION | COMMERCE ST | UST-18628 | City/Town Government | 1 | 1984-10-09 | Permanently Closed | 500 | Diesel
SMITHFIELD | COMMERCIAL BUILDING | 420 GEORGE WASHINGTON HWY | UST-18312 | Commercials | 1 | 1984-10-09 | Permanently Closed | 4000 | Diesel
SMITHFIELD | COMMERCIAL BUILDING | 420 GEORGE WASHINGTON HWY | UST-18312 | Commercials | 2 | 1984-10-09 | Permanently Closed | 3000 | Heating Oil No.2
SMITHFIELD | COMMERCIAL BUILDING | 420 GEORGE WASHINGTON HWY | UST-18312 | Commercials | 3 | 1984-10-09 | Permanently Closed | 3000 | Gasoline
SMITHFIELD | COMMERCIAL BUILDING | 420 GEORGE WASHINGTON HWY | UST-18312 | Commercials | 4 | 1984-10-09 | Permanently Closed | 1000 | Heating Oil No.2
SMITHFIELD | COMMERCIAL BUILDING | 420 GEORGE WASHINGTON HWY | UST-18312 | Commercials | 5 | 1984-10-09 | Permanently Closed | 4000 | Waste Oil
SMITHFIELD | CONGREGATON OF JEHOVAH'S WITNESSES | EDDIE DOWLING HWY | UST-16442 | Other | 1 | 1984-10-09 | Permanently Closed | 1000 | Heating Oil No.2
SMITHFIELD | CONNETTI ENTERPRISES, INC. | 57 COLWELL RD | UST-2930 | Commercials | 1 | 1982-08-01 | Permanently Closed | 3000 | Gasoline
SMITHFIELD | CORY'S SERVICE STATION | 676 PUTNAM PIKE | UST-456 | Gasoline Station | 1 | 1965-04-01 | Permanently Closed | 4000 | Gasoline
SMITHFIELD | CORY'S SERVICE STATION | 676 PUTNAM PIKE | UST-456 | Gasoline Station | 2 | 1986-10-01 | Permanently Closed | 4000 | Gasoline | Single Walled | 1993-05-05
SMITHFIELD | CORY'S SERVICE STATION | 676 PUTNAM PIKE | UST-456 | Gasoline Station | 3 | 1965-04-01 | Permanently Closed | 4000 | Gasoline
SMITHFIELD | CORY'S SERVICE STATION | 676 PUTNAM PIKE | UST-456 | Gasoline Station | 4 | 1986-10-01 | Permanently Closed | 4000 | Gasoline | Single Walled | 1993-05-05
SMITHFIELD | CORY'S SERVICE STATION | 676 PUTNAM PIKE | UST-456 | Gasoline Station | 5 | 1965-04-01 | Permanently Closed | 4000 | Gasoline
SMITHFIELD | CORY'S SERVICE STATION | 676 PUTNAM PIKE | UST-456 | Gasoline Station | 6 | 1986-10-01 | Permanently Closed | 4000 | Gasoline | Single Walled | 1993-05-05
SMITHFIELD | CORY'S SERVICE STATION | 676 PUTNAM PIKE | UST-456 | Gasoline Station | 7 | 1984-10-09 | Permanently Closed | 1000 | Gasoline
SMITHFIELD | CORY'S SERVICE STATION | 676 PUTNAM PIKE | UST-456 | Gasoline Station | 8 | 1984-10-09 | Permanently Closed | 1000 | Gasoline
SMITHFIELD | CORY'S SERVICE STATION | 676 PUTNAM PIKE | UST-456 | Gasoline Station | 9 | 1984-10-09 | Permanently Closed | 500 | Gasoline
SMITHFIELD | DAEWOO OF SMITHFIELD (FORMERLY) | 300 GEORGE WASHINGTON HWY | UST-19176 | Commercials | 1 | 1984-10-09 | Permanently Closed | 2000 | Heating Oil No.2
SMITHFIELD | DAVE'S GARAGE, INC. | P-52 PLEASANT VIEW AVE | UST-1804 | Commercials | 1 | 1984-10-09 | Permanently Closed | 2000 | Gasoline
SMITHFIELD | DAVE'S GARAGE, INC. | P-52 PLEASANT VIEW AVE | UST-1804 | Commercials | 2 | 1984-10-09 | Permanently Closed | 2000 | Gasoline
SMITHFIELD | DAVE'S GARAGE, INC. | P-52 PLEASANT VIEW AVE | UST-1804 | Commercials | 3 | 1984-10-09 | Permanently Closed | 2000 | Gasoline
SMITHFIELD | DAVE'S GARAGE, INC. | P-52 PLEASANT VIEW AVE | UST-1804 | Commercials | 4 | 1984-10-09 | Permanently Closed | 2000 | Diesel
SMITHFIELD | DICK'S POWER EQUIPMENT | 605 PUTNAM PIKE | UST-18152 | Commercials | 1 | 1984-10-09 | Permanently Closed | 1000 | Heating Oil No.2
SMITHFIELD | DON MANUPPELLI | 7 SNOWBERRY CT | UST-18959 | Private Residence | 1 | 1984-10-09 | Permanently Closed | 2000 | Heating Oil No.2
SMITHFIELD | EAGLE BUILDING | 9 COMMERCE ST | UST-15627 | Commercials | 1 | 1984-10-09 | Permanently Closed | 2000 | Diesel
SMITHFIELD | EAST SMITHFIELD LIBRARY | 50 ESMOND ST | UST-5004 | State Government | 1 | null | Permanently Closed | 1000 | Heating Oil No.2 | Single Walled
SMITHFIELD | EDWARD PARKINSON MFG. CO., INC. | 15 OAK ST | UST-3347 | Industrial | 1 | 1980-06-01 | Permanently Closed | 4000 | Heating Oil No.2
SMITHFIELD | EDWARD PARKINSON MFG. CO., INC. | 15 OAK ST | UST-3347 | Industrial | 2 | 1984-10-09 | Permanently Closed | 5000 | Heating Oil No.4
SMITHFIELD | ESMOND MILL | 340 WATERMAN AVE | UST-3042 | Commercials | 1 | 1984-10-09 | In Use | 8000 | Heating Oil No.2
SMITHFIELD | ESMOND MILL | 340 WATERMAN AVE | UST-3042 | Commercials | 2 | 1984-10-09 | In Use | 4000 | Heating Oil No.2
SMITHFIELD | ESMOND MILL | 340 WATERMAN AVE | UST-3042 | Commercials | 3 | 1984-04-01 | In Use | 4000 | Heating Oil No.2
SMITHFIELD | ESMOND MILL | 340 WATERMAN AVE | UST-3042 | Commercials | 4 | 1966-05-01 | Permanently Closed | 3000 | Gasoline
SMITHFIELD | ESMOND MILL | 340 WATERMAN AVE | UST-3042 | Commercials | 5 | 1971-05-01 | Permanently Closed | 2000 | Diesel
SMITHFIELD | ESMOND MILL | 340 WATERMAN AVE | UST-3042 | Commercials | 6 | 1984-10-09 | Permanently Closed | 50000 | Heating Oil No.6
SMITHFIELD | ESMOND MILL | 340 WATERMAN AVE | UST-3042 | Commercials | 7 | 1984-10-09 | Permanently Closed | 50000 | Heating Oil No.6
SMITHFIELD | ESMOND REALTY CORP/BENNY'S | 473 PUTNAM PIKE | UST-4323 | Farm | 1 | 1984-10-09 | Permanently Closed | 2000 | Heating Oil No.2
SMITHFIELD | ESMOND REALTY CORP/BENNY'S | 473 PUTNAM PIKE | UST-4323 | Farm | 2 | 1984-10-09 | Permanently Closed | 500 | Heating Oil No.2
SMITHFIELD | F AND R REALTY CORPORATION | 21 SANDERSON RD | UST-4746 | Commercials | 1 | 1984-10-09 | Permanently Closed | 1000 | Heating Oil No.2
SMITHFIELD | FORMER HEATHSIDE BOWLING | 452 PUTNAM PIKE | UST-4230 | Commercials | 1 | 1984-10-09 | Permanently Closed | 5000 | Heating Oil No.2
SMITHFIELD | FREDERICK GUMM CHEMICAL | 20 INDUSTRIAL DR | UST-1920 | Industrial | 1 | 1977-06-01 | Permanently Closed | 3000 | Heating Oil No.2
SMITHFIELD | FROST CONTROLS | 7 INDUSTRIAL DR | UST-18990 | Industrial | 1 | 1984-10-09 | Permanently Closed | 2000 | Heating Oil No.2
SMITHFIELD | FUEL DEPOT | 644 PUTNAM PIKE | UST-879 | Gasoline Station | 1 | 1965-04-01 | Permanently Closed | 500 | Heating Oil No.2
SMITHFIELD | FUEL DEPOT | 644 PUTNAM PIKE | UST-879 | Gasoline Station | 2 | 1965-04-01 | Permanently Closed | 1000 | Waste Oil
SMITHFIELD | FUEL DEPOT | 644 PUTNAM PIKE | UST-879 | Gasoline Station | 3 | 1984-04-01 | Permanently Closed | 8000 | Gasoline | Single Walled | 2001-02-12
SMITHFIELD | FUEL DEPOT | 644 PUTNAM PIKE | UST-879 | Gasoline Station | 4 | 1984-10-01 | Permanently Closed | 8000 | Gasoline | Single Walled | 2001-02-12
SMITHFIELD | FUEL DEPOT | 644 PUTNAM PIKE | UST-879 | Gasoline Station | 5 | 1984-10-01 | Permanently Closed | 8000 | Diesel | Single Walled | 2001-02-12
SMITHFIELD | FUEL DEPOT | 644 PUTNAM PIKE | UST-879 | Gasoline Station | 6 | 2018-10-16 | In Use | 15000 | Gasoline | Double Walled | 2019-01-17
SMITHFIELD | FUEL DEPOT | 644 PUTNAM PIKE | UST-879 | Gasoline Station | 7 | 2018-10-16 | In Use | 5000 | Gasoline | Double Walled | 2019-01-17
SMITHFIELD | FUEL DEPOT | 644 PUTNAM PIKE | UST-879 | Gasoline Station | 8 | 2018-10-16 | In Use | 7000 | Diesel | Double Walled | 2019-01-17
SMITHFIELD | GALLAGHER MIDDLE SCHOOL | 10 INDIAN RUN TRL | UST-18231 | Education - Town | 1 | 1984-10-09 | Permanently Closed | 10000 | Heating Oil No.2 | Single Walled
SMITHFIELD | GALLAGHER MIDDLE SCHOOL | 10 INDIAN RUN TRL | UST-18231 | Education - Town | 2 | null | Permanently Closed | 10000 | Heating Oil No.2 | Single Walled
SMITHFIELD | GEORGIAVILLE MANOR | 20 HIGGINS ST | UST-4146 | Commercials | 1 | 1984-10-09 | Permanently Closed | 1000 | Diesel
SMITHFIELD | GEORGIAVILLE REALTY | 15 HIGGINS ST | UST-1787 | Commercials | 1 | 1980-06-01 | Permanently Closed | 2000 | Gasoline
SMITHFIELD | GEORGIAVILLE REALTY | 15 HIGGINS ST | UST-1787 | Commercials | 2 | 1986-06-01 | Permanently Closed | 2000 | Diesel
SMITHFIELD | GEORGIAVILLE REALTY | 15 HIGGINS ST | UST-1787 | Commercials | 3 | 1984-06-01 | Permanently Closed | 2000 | Gasoline
SMITHFIELD | GEORGIAVILLE REALTY | 15 HIGGINS ST | UST-1787 | Commercials | 4 | 1984-10-09 | Permanently Closed | 18000 | Heating Oil No.4
SMITHFIELD | GERALD CATALANO | 278 DOUGLAS PIKE | UST-4896 | Commercials | 1 | null | Permanently Closed | 3000 | Diesel
SMITHFIELD | GERALD CATALANO | 278 DOUGLAS PIKE | UST-4896 | Commercials | 2 | null | Permanently Closed | 3000 | Gasoline
SMITHFIELD | GLOBAL MONTELLO GROUP #208 | 471 PUTNAM PIKE | UST-1256 | Gasoline Station | 1 | 1971-06-01 | Permanently Closed | 6000 | Gasoline
SMITHFIELD | GLOBAL MONTELLO GROUP #208 | 471 PUTNAM PIKE | UST-1256 | Gasoline Station | 2 | 1971-06-01 | Permanently Closed | 6000 | Gasoline
SMITHFIELD | GLOBAL MONTELLO GROUP #208 | 471 PUTNAM PIKE | UST-1256 | Gasoline Station | 3 | 1971-06-01 | Permanently Closed | 6000 | Gasoline
SMITHFIELD | GLOBAL MONTELLO GROUP #208 | 471 PUTNAM PIKE | UST-1256 | Gasoline Station | 4 | 1977-06-01 | Permanently Closed | 8000 | Gasoline
SMITHFIELD | GLOBAL MONTELLO GROUP #208 | 471 PUTNAM PIKE | UST-1256 | Gasoline Station | 5 | 1984-10-09 | Permanently Closed | 550 | Waste Oil
SMITHFIELD | GLOBAL MONTELLO GROUP #208 | 471 PUTNAM PIKE | UST-1256 | Gasoline Station | 6 | 1984-10-09 | Permanently Closed | 1000 | Heating Oil No.2
SMITHFIELD | GLOBAL MONTELLO GROUP #208 | 471 PUTNAM PIKE | UST-1256 | Gasoline Station | 7 | 1999-06-02 | In Use | 15000 | Gasoline | Double Walled
SMITHFIELD | GLOBAL MONTELLO GROUP #208 | 471 PUTNAM PIKE | UST-1256 | Gasoline Station | 8 | 1999-06-02 | In Use | 10000 | Gasoline | Double Walled
SMITHFIELD | GLOBAL MONTELLO GROUP #208 | 471 PUTNAM PIKE | UST-1256 | Gasoline Station | 9 | 1999-06-02 | In Use | 6000 | Diesel | Double Walled
SMITHFIELD | GORDON ROWLEY RESIDENCE | 200 FARNUM PIKE | UST-19217 | Private Residence | 1 | 1984-10-09 | Permanently Closed | 500 | Gasoline
SMITHFIELD | GORDON ROWLEY RESIDENCE | 200 FARNUM PIKE | UST-19217 | Private Residence | 2 | 1984-10-09 | Permanently Closed | 1000 | Gasoline
SMITHFIELD | GORHAM COMPANY (OOB) | 270 JENCKES HILL RD | UST-1430 | Industrial | 1 | 1977-08-01 | Permanently Closed | 20000 | Heating Oil No.6
SMITHFIELD | GREENVILLE ANIMALHOSPITAL III | 24 CEDAR SWAMP RD | UST-5025 | Commercials | 1 | null | Permanently Closed | 275 | Heating Oil No.2
SMITHFIELD | GREENVILLE ANIMALHOSPITAL III | 24 CEDAR SWAMP RD | UST-5025 | Commercials | 2 | null | Permanently Closed | 275 | Heating Oil No.2
SMITHFIELD | GREENVILLE BAPTIST CHURCH | PUTNAM PIKE | UST-3243 | Other | 1 | 1969-09-01 | Permanently Closed | 1500 | Heating Oil No.2
SMITHFIELD | GREENVILLE CITGO | 566 PUTNAM PIKE | UST-592 | Gasoline Station | 1 | 1984-10-09 | Permanently Closed | 5000 | Gasoline
SMITHFIELD | GREENVILLE CITGO | 566 PUTNAM PIKE | UST-592 | Gasoline Station | 2 | 1984-10-09 | Permanently Closed | 4000 | Gasoline
SMITHFIELD | GREENVILLE CITGO | 566 PUTNAM PIKE | UST-592 | Gasoline Station | 3 | 1984-10-09 | Permanently Closed | 4000 | Gasoline
SMITHFIELD | GREENVILLE CITGO | 566 PUTNAM PIKE | UST-592 | Gasoline Station | 4 | 1984-10-09 | Permanently Closed | 3000 | Gasoline
SMITHFIELD | GREENVILLE CITGO | 566 PUTNAM PIKE | UST-592 | Gasoline Station | 5 | 1984-10-09 | Permanently Closed | 550 | Waste Oil
SMITHFIELD | GREENVILLE LIBRARY | RTE. 44 | UST-15877 | Other | 1 | 1972-04-01 | Permanently Closed | 1000 | Heating Oil No.2
SMITHFIELD | GREENVILLE LIBRARY | RTE. 44 | UST-15877 | Other | 2 | 1984-10-09 | Permanently Closed | 2000 | Heating Oil No.2
SMITHFIELD | GREENVILLE MANOR | 7 CHURCH ST | UST-3341 | City/Town Government | 1 | 1992-02-01 | Permanently Closed | 1000 | Diesel | Double Walled
SMITHFIELD | GREENVILLE PLAZA/NHD & CITIZENS BANK | 633-639 PUTNAM PIKE | UST-18392 | Commercials | 1 | 1984-10-09 | Permanently Closed | 500 | Heating Oil No.2
SMITHFIELD | GREENVILLE PLAZA/NHD & CITIZENS BANK | 633-639 PUTNAM PIKE | UST-18392 | Commercials | 2 | 1984-10-09 | Permanently Closed | 1000 | Heating Oil No.2
SMITHFIELD | GREENVILLE WATER DISTRICT OFFICES | 258 PUTNAM PIKE | UST-4058 | City/Town Government | 1 | 1984-10-09 | Permanently Closed | 500 | Diesel
SMITHFIELD | HARTLEY OIL COMPANY | 1 LARK INDUSTRIAL PKWY | UST-667 | Commercials | 1 | 1965-04-01 | Permanently Closed | 2000 | Diesel
SMITHFIELD | HARTLEY OIL COMPANY | 1 LARK INDUSTRIAL PKWY | UST-667 | Commercials | 2 | 1979-04-01 | Permanently Closed | 1000 | Gasoline
SMITHFIELD | HEBERT NURSING HOME, INC. | 180 LOG RD | UST-18602 | Other | 1 | 1984-10-09 | Permanently Closed | 1000 | Heating Oil No.2
SMITHFIELD | HEBERT NURSING HOME, INC. | 180 LOG RD | UST-18602 | Other | 2 | 1984-10-09 | Permanently Closed | 2000 | Heating Oil No.2
SMITHFIELD | HOODS SAND AND GRAVEL (FORMERLY TASKA PIT) | LOG RD | UST-18644 | Commercials | 1 | 1984-10-09 | Permanently Closed | 5000 | Diesel
SMITHFIELD | HOODS SAND AND GRAVEL (FORMERLY TASKA PIT) | LOG RD | UST-18644 | Commercials | 2 | 1984-10-09 | Permanently Closed | 5000 | Gasoline
SMITHFIELD | INDUSTRIAL REALTY CORP. | 4 ENTERPRISE LN | UST-18838 | Commercials | 1 | 1984-10-09 | Permanently Closed | 1000 | Unknown
SMITHFIELD | J'S BROADWAY APPLIANCE | 47 CEDAR SWAMP RD | UST-18265 | Commercials | 1 | 1984-10-09 | Permanently Closed | 2500 | Gasoline
SMITHFIELD | J'S BROADWAY APPLIANCE | 47 CEDAR SWAMP RD | UST-18265 | Commercials | 2 | 1984-10-09 | Permanently Closed | 4000 | Diesel
SMITHFIELD | J'S BROADWAY APPLIANCE | 47 CEDAR SWAMP RD | UST-18265 | Commercials | 3 | 1984-10-09 | Permanently Closed | 1000 | Heating Oil No.2
SMITHFIELD | JIBCO INDUSTRIES INC. | 1201 DOUGLAS PIKE | UST-2411 | Industrial | 1 | 1984-10-09 | Permanently Closed | 1000 | Heating Oil No.2
SMITHFIELD | JIBCO INDUSTRIES INC. | 1201 DOUGLAS PIKE | UST-2411 | Industrial | 2 | 1984-10-09 | Permanently Closed | 1000 | Heating Oil No.2
SMITHFIELD | JIBCO INDUSTRIES INC. | 1201 DOUGLAS PIKE | UST-2411 | Industrial | 3 | 1984-10-09 | Permanently Closed | 1000 | Heating Oil No.2
SMITHFIELD | JOHN IZZI | 292 WATERMAN AVE | UST-15351 | Private Residence | 1 | 1984-10-09 | Permanently Closed | 2000 | Gasoline
SMITHFIELD | JOHN NASHAWATY (RESIDENCE) | 10 LORI ELLEN DR | UST-19095 | Private Residence | 1 | 1984-10-09 | In Use | 1500 | Heating Oil No.2
SMITHFIELD | JORACO, INC. | 347 FARNUM PIKE | UST-3954 | Commercials | 1 | 1984-10-09 | Permanently Closed | 1500 | Heating Oil No.2
SMITHFIELD | KHATCHIG & ANGELA CHIRINIAN | 443 LOG RD | UST-18230 | Private Residence | 1 | 1984-10-09 | Permanently Closed | 2000 | Heating Oil No.2
SMITHFIELD | LADCO REALTY | 134 OLD COUNTY RD | UST-18735 | Farm | 1 | 1984-10-09 | Permanently Closed | 1000 | Motor Oil
SMITHFIELD | MATTEO FARMS | 90 SWAN RD | UST-18544 | Farm | 1 | 1984-10-09 | Permanently Closed | 500 | Gasoline
SMITHFIELD | MINE SAFETY APPLIANCES COMPANY | 2 ESMOND ST | UST-3571 | Industrial | 1 | 1980-09-01 | Permanently Closed | 20000 | Heating Oil No.4 | Double Walled
SMITHFIELD | MINE SAFETY APPLIANCES COMPANY | 2 ESMOND ST | UST-3571 | Industrial | 2 | 1981-07-01 | Permanently Closed | 20000 | Heating Oil No.4 | Double Walled
SMITHFIELD | MINOT LEDGE COMMERCIAL DEVELOPMENT | 259 PUTNAM PIKE | UST-4570 | Commercials | 1 | 1984-10-09 | Permanently Closed | 1250 | Unknown
SMITHFIELD | MOBIL GAS STATION (FORMER) | 570 PUTNAM PIKE | UST-15221 | Gasoline Station | 1 | 1984-10-09 | Permanently Closed | 5000 | Gasoline
SMITHFIELD | MOBIL GAS STATION (FORMER) | 570 PUTNAM PIKE | UST-15221 | Gasoline Station | 2 | 1984-10-09 | Permanently Closed | 1000 | Gasoline
SMITHFIELD | MOBIL GAS STATION (FORMER) | 570 PUTNAM PIKE | UST-15221 | Gasoline Station | 3 | 1984-10-09 | Permanently Closed | 1000 | Gasoline
SMITHFIELD | MOBIL SERVICE STATION | 364 PUTNAM PIKE | UST-1014 | Gasoline Station | 1 | 1976-04-01 | Permanently Closed | 6000 | Gasoline
SMITHFIELD | MOBIL SERVICE STATION | 364 PUTNAM PIKE | UST-1014 | Gasoline Station | 2 | 1989-05-02 | In Use | 10000 | Gasoline |  | 1997-12-02
SMITHFIELD | MOBIL SERVICE STATION | 364 PUTNAM PIKE | UST-1014 | Gasoline Station | 3 | 1976-04-01 | Permanently Closed | 8000 | Gasoline
SMITHFIELD | MOBIL SERVICE STATION | 364 PUTNAM PIKE | UST-1014 | Gasoline Station | 4 | 1989-05-11 | In Use | 10000 | Gasoline |  | 1997-12-02
SMITHFIELD | MOBIL SERVICE STATION | 364 PUTNAM PIKE | UST-1014 | Gasoline Station | 5 | 1976-04-01 | Permanently Closed | 12000 | Gasoline
SMITHFIELD | MOBIL SERVICE STATION | 364 PUTNAM PIKE | UST-1014 | Gasoline Station | 6 | 1989-05-17 | In Use | 12000 | Gasoline |  | 1997-12-02
SMITHFIELD | MOREAU & SONS OIL INC. | 305 PUTNAM PIKE | UST-1046 | Commercials | 1 | 1953-04-01 | Permanently Closed | 15000 | Kerosene
SMITHFIELD | MOREAU & SONS OIL INC. | 305 PUTNAM PIKE | UST-1046 | Commercials | 2 | 1953-04-01 | Permanently Closed | 10000 | Heating Oil No.2
SMITHFIELD | MURPHY'S SERVICE CENTER | 308 WATERMAN AVE | UST-1632 | Gasoline Station | 1 | 1961-03-01 | Permanently Closed | 3000 | Gasoline
SMITHFIELD | MURPHY'S SERVICE CENTER | 308 WATERMAN AVE | UST-1632 | Gasoline Station | 2 | 1951-03-01 | Permanently Closed | 2000 | Gasoline
SMITHFIELD | MURPHY'S SERVICE CENTER | 308 WATERMAN AVE | UST-1632 | Gasoline Station | 3 | 1984-10-09 | Permanently Closed | 2000 | Diesel
SMITHFIELD | NEW ENGLAND SALES, INC. | 43 BRAYTON RD | UST-3980 | Commercials | 1 | 1984-10-09 | Permanently Closed | 10000 | Heating Oil No.2
SMITHFIELD | NEW ENGLAND SALES, INC. | 43 BRAYTON RD | UST-3980 | Commercials | 2 | 1984-10-09 | Permanently Closed | 1000 | Heating Oil No.2
SMITHFIELD | NEW ENGLAND STONE INDUSTRIES | 15 BRANCH PIKE | UST-15900 | Commercials | 1 | 1984-10-09 | Permanently Closed | 1000 | Gasoline
SMITHFIELD | NEW ENGLAND STONE INDUSTRIES | 15 BRANCH PIKE | UST-15900 | Commercials | 2 | 1984-10-09 | Permanently Closed | 3000 | Diesel
SMITHFIELD | NEW ENGLAND STONE INDUSTRIES, INC. | 15 BRANCH PIKE | UST-2030 | Industrial | 1 | 1984-10-09 | Permanently Closed | 1000 | Gasoline
SMITHFIELD | NEW ENGLAND STONE INDUSTRIES, INC. | 15 BRANCH PIKE | UST-2030 | Industrial | 2 | 1984-10-09 | Permanently Closed | 3000 | Diesel
SMITHFIELD | NORMAND GREGOIRE | 11 INDUSTRIAL DR | UST-19189 | Commercials | 1 | 1984-10-09 | Permanently Closed | 2000 | Heating Oil No.2
SMITHFIELD | NORMAND GREGOIRE | 11 INDUSTRIAL DR | UST-19189 | Commercials | 2 | 1984-10-09 | Permanently Closed | 4000 | Heating Oil No.2
SMITHFIELD | NORTH BAY MANOR | 171 PLEASANT VIEW AVE | UST-18606 | Other | 1 | 1989-06-01 | Permanently Closed | 1000 | Diesel | Single Walled
SMITHFIELD | NOVA TECH, INC. | 345 FARNUM PIKE | UST-18793 | Commercials | 1 | 1984-10-09 | Permanently Closed | 1000 | Unknown
SMITHFIELD | OLD COUNTY ROAD SCHOOL | 200 OLD COUNTY RD | UST-3819 | Education - Town | 1 | 1955-12-01 | Permanently Closed | 5000 | Heating Oil No.2
SMITHFIELD | PACE RESIDENCE | 67 PLEASANT VIEW AVE | UST-4930 | Private Residence | 1 | null | Permanently Closed | 2000 | Heating Oil No.2
SMITHFIELD | PARAMOUNT MFG. CO. (FORMERLY) | 21 COMMERCE ST | UST-3619 | Industrial | 1 | 1984-10-09 | Permanently Closed | 1000 | Heating Oil No.2
SMITHFIELD | PARAMOUNT MFG. CO. (FORMERLY) | 21 COMMERCE ST | UST-3619 | Industrial | 2 | 1984-05-01 | Permanently Closed | 1000 | Heating Oil No.2
SMITHFIELD | PHILIP ROUSSEAU | 36 COOLRIDGE AVE | UST-2326 | Private Residence | 1 | 1960-04-01 | In Use | 2000 | Heating Oil No.2
SMITHFIELD | PINDA PROPERTIES LLC | 301 STILLWATER RD | UST-19260 | Multiple Residence | 1 | 1970-01-01 | In Use | 1000 | Heating Oil No.2
SMITHFIELD | PROVIDENCE ENERGY COMPANY | 11 COMMERCE ST | UST-16184 | Commercials | 1 | 1984-10-09 | Permanently Closed | 2000 | Gasoline
SMITHFIELD | PURE PLATINUM, LLC | 44 ALBION RD | UST-3930 | Commercials | 1 | 1984-10-09 | Permanently Closed | 2000 | Heating Oil No.2
SMITHFIELD | PUTNAM PIKE COMMERCIAL BUILDING | 359 PUTNAM PIKE | UST-4853 | Commercials | 1 | null | Permanently Closed | 1000 | Heating Oil No.2 | Single Walled
SMITHFIELD | PUTNAM PIKE MILL | 711 PUTNAM PIKE | UST-4095 | Commercials | 1 | 1984-10-09 | Permanently Closed | 20000 | Heating Oil No.6
SMITHFIELD | PUTNAM PIKE MILL | 711 PUTNAM PIKE | UST-4095 | Commercials | 2 | 1984-10-09 | Permanently Closed | 20000 | Heating Oil No.6
SMITHFIELD | QUICKET'S, INC. | 285 GEORGE WASHINGTON HWY | UST-2247 | Gasoline Station | 1 | 1973-02-01 | Permanently Closed | 4000 | Diesel
SMITHFIELD | QUICKET'S, INC. | 285 GEORGE WASHINGTON HWY | UST-2247 | Gasoline Station | 2 | 1973-02-01 | Permanently Closed | 4000 | Diesel
SMITHFIELD | QUICKET'S, INC. | 285 GEORGE WASHINGTON HWY | UST-2247 | Gasoline Station | 3 | 1973-02-01 | Permanently Closed | 4000 | Gasoline
SMITHFIELD | QUICKET'S, INC. | 285 GEORGE WASHINGTON HWY | UST-2247 | Gasoline Station | 4 | 1985-04-01 | Permanently Closed | 4000 | Diesel
SMITHFIELD | QUICKET'S, INC. | 285 GEORGE WASHINGTON HWY | UST-2247 | Gasoline Station | 5 | 1985-04-01 | Permanently Closed | 4000 | Diesel
SMITHFIELD | QUICKET'S, INC. | 285 GEORGE WASHINGTON HWY | UST-2247 | Gasoline Station | 6 | 1999-01-12 | In Use | 15000 | Gasoline | Double Walled | 2019-08-26
SMITHFIELD | QUICKET'S, INC. | 285 GEORGE WASHINGTON HWY | UST-2247 | Gasoline Station | 7 | 1999-01-12 | In Use | 10000 | Gasoline | Double Walled | 2019-08-26
SMITHFIELD | QUICKET'S, INC. | 285 GEORGE WASHINGTON HWY | UST-2247 | Gasoline Station | 8 | 1999-01-12 | In Use | 5000 | Diesel | Double Walled | 2019-08-26
SMITHFIELD | R.I. ECONOMIC DEVELOPMENT PROPERTY | 1041 DOUGLAS PIKE | UST-4147 | State Government | 1 | 1984-10-09 | Permanently Closed | 500 | Heating Oil No.2
SMITHFIELD | R.I. FRUIT & SYRUP COMPANY | 250 PUTNAM PIKE | UST-4105 | Commercials | 1 | 1984-10-09 | Permanently Closed | 500 | Gasoline
SMITHFIELD | RAYMOND C. LAPERCHE SCHOOL | 11 LIMEROCK RD | UST-18235 | Education - Town | 1 | 1984-10-09 | Permanently Closed | 10000 | Heating Oil No.2 | Single Walled
SMITHFIELD | RAYMOND C. LAPERCHE SCHOOL | 11 LIMEROCK RD | UST-18235 | Education - Town | 2 | null | Permanently Closed | 1500 | Heating Oil No.2
SMITHFIELD | RAYMOND NARDOLILLO PROPERTY | 53 MAUREEN DR | UST-19204 | Private Residence | 1 | 1984-10-09 | Permanently Closed | 2000 | Heating Oil No.2
SMITHFIELD | RESIDENCE AT 127 SWAN ROAD | 127 SWAN RD | UST-18589 | Private Residence | 1 | 1976-08-01 | Permanently Closed | 2000 | Heating Oil No.2 | Single Walled
SMITHFIELD | RESIDENTIAL BLDG. | 15 CALVARY DR | UST-18270 | Private Residence | 1 | 1984-10-09 | Permanently Closed | 2000 | Heating Oil No.2
SMITHFIELD | RI ARMY NAT'L GUARD/SUPPORT MAINT. SHOP | GEORGE WASHINGTON HWY | UST-1467 | State Government | 1 | 1958-09-01 | Permanently Closed | 5000 | Heating Oil No.2
SMITHFIELD | RI ARMY NAT'L GUARD/SUPPORT MAINT. SHOP | GEORGE WASHINGTON HWY | UST-1467 | State Government | 2 | 1958-09-01 | Permanently Closed | 3000 | Gasoline
SMITHFIELD | RI ARMY NAT'L GUARD/SUPPORT MAINT. SHOP | GEORGE WASHINGTON HWY | UST-1467 | State Government | 3 | 1971-09-01 | Permanently Closed | 1000 | Diesel
SMITHFIELD | RI ARMY NAT'L GUARD/SUPPORT MAINT. SHOP | GEORGE WASHINGTON HWY | UST-1467 | State Government | 4 | 1983-09-01 | Permanently Closed | 500 | Waste Oil
SMITHFIELD | RICHARD CONTI | 296 GEORGE WASHINGTON HWY | UST-3579 | Industrial | 1 | 1980-04-01 | Permanently Closed | 1000 | Heating Oil No.2
SMITHFIELD | ROCKY HILL ROAD ABANDONED TANKS | 34 ROCKY HILL RD | UST-4779 | Commercials | 1 | 1984-10-09 | Permanently Closed | 10000 | Heating Oil No.6
SMITHFIELD | ROCKY HILL ROAD ABANDONED TANKS | 34 ROCKY HILL RD | UST-4779 | Commercials | 2 | 1984-10-09 | Permanently Closed | 10000 | Heating Oil No.6
SMITHFIELD | ROGLER FARM TRANSFER STATION | ROGLER FARM RD | UST-18629 | Commercials | 1 | 1984-10-09 | Permanently Closed | 500 | Diesel
SMITHFIELD | ROUTE 44 SUNOCO | 270 PUTNAM PIKE | UST-380 | Gasoline Station | 1 | 1970-04-01 | Permanently Closed | 3000 | Gasoline
SMITHFIELD | ROUTE 44 SUNOCO | 270 PUTNAM PIKE | UST-380 | Gasoline Station | 2 | 1970-04-01 | Permanently Closed | 3000 | Gasoline
SMITHFIELD | ROUTE 44 SUNOCO | 270 PUTNAM PIKE | UST-380 | Gasoline Station | 3 | 1970-04-01 | Permanently Closed | 3000 | Gasoline
SMITHFIELD | ROUTE 44 SUNOCO | 270 PUTNAM PIKE | UST-380 | Gasoline Station | 4 | 1970-04-01 | Permanently Closed | 3000 | Gasoline
SMITHFIELD | ROUTE 44 SUNOCO | 270 PUTNAM PIKE | UST-380 | Gasoline Station | 5 | 1975-04-01 | Permanently Closed | 3000 | Gasoline
SMITHFIELD | ROUTE 44 SUNOCO | 270 PUTNAM PIKE | UST-380 | Gasoline Station | 6 | 1975-04-01 | Permanently Closed | 3000 | Gasoline
SMITHFIELD | ROUTE 44 SUNOCO | 270 PUTNAM PIKE | UST-380 | Gasoline Station | 7 | 1987-07-01 | Permanently Closed | 5000 | Gasoline | Single Walled
SMITHFIELD | ROUTE 44 SUNOCO | 270 PUTNAM PIKE | UST-380 | Gasoline Station | 8 | 1987-07-01 | Permanently Closed | 5000 | Gasoline | Single Walled
SMITHFIELD | ROUTE 44 SUNOCO | 270 PUTNAM PIKE | UST-380 | Gasoline Station | 9 | 1987-07-01 | Permanently Closed | 5000 | Gasoline | Single Walled
SMITHFIELD | ROUTE 44 SUNOCO | 270 PUTNAM PIKE | UST-380 | Gasoline Station | 10 | 1987-07-01 | Permanently Closed | 3000 | Diesel | Single Walled
SMITHFIELD | ROUTE 44 SUNOCO | 270 PUTNAM PIKE | UST-380 | Gasoline Station | 11 | 1972-07-01 | Permanently Closed | 3000 | Gasoline | Single Walled
SMITHFIELD | ROUTE 44 SUNOCO | 270 PUTNAM PIKE | UST-380 | Gasoline Station | 12 | 1984-10-09 | Permanently Closed | 1000 | Waste Oil
SMITHFIELD | ROUTE 44 SUNOCO | 270 PUTNAM PIKE | UST-380 | Gasoline Station | 13 | 1984-10-09 | Permanently Closed | 1000 | Heating Oil No.2
SMITHFIELD | ROUTE 5 AUTO REPAIR | 38 SANDERSON ST | UST-17131 | Commercials | 1 | 1984-10-09 | Permanently Closed | 4000 | Gasoline
SMITHFIELD | ROUTE 5 AUTO REPAIR | 38 SANDERSON ST | UST-17131 | Commercials | 2 | 1984-10-09 | Permanently Closed | 2000 | Gasoline
SMITHFIELD | ROUTE 5 AUTO REPAIR | 38 SANDERSON ST | UST-17131 | Commercials | 3 | 1984-10-09 | Permanently Closed | 1000 | Gasoline
SMITHFIELD | ROY JASWELL & SON, INC. | P.O. BOX 566, SANDERSON RD | UST-2908 | Industrial | 1 | 1972-04-01 | Permanently Closed | 8000 | Diesel
SMITHFIELD | ROY JASWELL & SON, INC. | P.O. BOX 566, SANDERSON RD | UST-2908 | Industrial | 2 | 1972-04-01 | Permanently Closed | 4000 | Diesel
SMITHFIELD | S. ROBERT LINDGREN | 16 LAKE VIEW DR | UST-2587 | Private Residence | 1 | 1976-06-01 | Permanently Closed | 2500 | Heating Oil No.2
SMITHFIELD | SANTORO OIL COMPANY, INC. | 293 WATERMAN AVE | UST-1179 | Gasoline Station | 1 | 1969-05-01 | Permanently Closed | 5000 | Gasoline
SMITHFIELD | SANTORO OIL COMPANY, INC. | 293 WATERMAN AVE | UST-1179 | Gasoline Station | 2 | 1970-05-01 | Permanently Closed | 5000 | Heating Oil No.2
SMITHFIELD | SANTORO OIL COMPANY, INC. | 293 WATERMAN AVE | UST-1179 | Gasoline Station | 3 | 1970-05-01 | Permanently Closed | 3000 | Diesel
SMITHFIELD | SANTORO OIL COMPANY, INC. | 293 WATERMAN AVE | UST-1179 | Gasoline Station | 4 | 1975-05-01 | Permanently Closed | 500 | Unknown
SMITHFIELD | SANTORO OIL COMPANY, INC. | 293 WATERMAN AVE | UST-1179 | Gasoline Station | 5 | 1984-10-09 | Permanently Closed | 1000 | Unknown
SMITHFIELD | SANTORO OIL COMPANY, INC. | 293 WATERMAN AVE | UST-1179 | Gasoline Station | 6 | 1984-10-09 | Permanently Closed | 1000 | Unknown
SMITHFIELD | SANTORO OIL COMPANY, INC. | 293 WATERMAN AVE | UST-1179 | Gasoline Station | 7 | 1984-10-09 | Permanently Closed | 1000 | Unknown
SMITHFIELD | SCUNZIO CHEVROLET | RTE 44 | UST-1966 | Commercials | 1 | 1968-05-01 | Permanently Closed | 4000 | Gasoline
SMITHFIELD | SCUNZIO CHEVROLET | RTE 44 | UST-1966 | Commercials | 2 | 1968-05-01 | Permanently Closed | 1000 | Waste Oil
SMITHFIELD | SHELL COLBEA #20 | 947 DOUGLAS PIKE | UST-4911 | Gasoline Station | 1 | 2020-09-08 | In Use | 15000 | Gasoline | Double Walled | 2020-10-19
SMITHFIELD | SHELL COLBEA #20 | 947 DOUGLAS PIKE | UST-4911 | Gasoline Station | 2 | 2020-09-08 | In Use | 9000 | Gasoline | Double Walled | 2020-10-19
SMITHFIELD | SHELL COLBEA #20 | 947 DOUGLAS PIKE | UST-4911 | Gasoline Station | 3 | 2020-09-08 | In Use | 6000 | Diesel | Double Walled | 2020-10-19
SMITHFIELD | SHELL COLBEA #36 | 368-372 PUTNAM PIKE | UST-18581 | Gasoline Station | 1 | 2000-06-01 | In Use | 15000 | Gasoline |  | 2000-06-01
SMITHFIELD | SHELL COLBEA #36 | 368-372 PUTNAM PIKE | UST-18581 | Gasoline Station | 2 | 2000-06-01 | In Use | 9000 | Gasoline |  | 2000-06-01
SMITHFIELD | SHELL COLBEA #36 | 368-372 PUTNAM PIKE | UST-18581 | Gasoline Station | 3 | 2000-06-01 | In Use | 6000 | Diesel |  | 2014-11-04
SMITHFIELD | SMITHFIELD CHEMICAL INDUSTRIAL DUMP | DEERFIELD DR | UST-3862 | City/Town Government | 1 | 1984-10-09 | Permanently Closed | 5000 | Other
SMITHFIELD | SMITHFIELD CHEMICAL INDUSTRIAL DUMP | DEERFIELD DR | UST-3862 | City/Town Government | 2 | 1984-10-09 | Permanently Closed | 5000 | Other
SMITHFIELD | SMITHFIELD CHEMICAL INDUSTRIAL DUMP | DEERFIELD DR | UST-3862 | City/Town Government | 3 | 1984-10-09 | Permanently Closed | 5000 | Other
SMITHFIELD | SMITHFIELD CHEMICAL INDUSTRIAL DUMP | DEERFIELD DR | UST-3862 | City/Town Government | 4 | 1984-10-09 | Permanently Closed | 5000 | Other
SMITHFIELD | SMITHFIELD DEPARTMENT OF PUBLIC WORKS | 11 SPRAGUEVILLE RD | UST-827 | City/Town Government | 1 | 1984-10-09 | Permanently Closed | 4000 | Gasoline
SMITHFIELD | SMITHFIELD DEPARTMENT OF PUBLIC WORKS | 11 SPRAGUEVILLE RD | UST-827 | City/Town Government | 2 | 1984-10-09 | Permanently Closed | 3000 | Diesel
SMITHFIELD | SMITHFIELD DEPARTMENT OF PUBLIC WORKS | 11 SPRAGUEVILLE RD | UST-827 | City/Town Government | 3 | 1984-10-09 | Permanently Closed | 1000 | Gasoline
SMITHFIELD | SMITHFIELD DEPARTMENT OF PUBLIC WORKS | 11 SPRAGUEVILLE RD | UST-827 | City/Town Government | 4 | 1984-10-09 | In Use | 1000 | Heating Oil No.2
SMITHFIELD | SMITHFIELD DEPARTMENT OF PUBLIC WORKS | 11 SPRAGUEVILLE RD | UST-827 | City/Town Government | 5 | 1990-08-01 | Permanently Closed | 10000 | Gasoline | Double Walled
SMITHFIELD | SMITHFIELD DEPARTMENT OF PUBLIC WORKS | 11 SPRAGUEVILLE RD | UST-827 | City/Town Government | 6 | 1990-08-01 | Permanently Closed | 10000 | Diesel | Double Walled
SMITHFIELD | SMITHFIELD FIRE DEPARTMENT | PUTNAM PIKE | UST-330 | City/Town Government | 1 | 1965-03-01 | Permanently Closed | 1000 | Heating Oil No.2
SMITHFIELD | SMITHFIELD FIRE DEPARTMENT | 15 LOG RD | UST-331 | City/Town Government | 1 | 1965-03-01 | Permanently Closed | 1000 | Heating Oil No.2
SMITHFIELD | SMITHFIELD MUNICIPAL ICE RINK | 109 PLEASANT VIEW AVE | UST-4793 | City/Town Government | 1 | 1973-01-01 | Permanently Closed | 3000 | Heating Oil No.2
SMITHFIELD | SMITHFIELD PEAT CO. INC. | 295 WASHINGTON HWY | UST-2093 | Commercials | 1 | 1971-08-01 | Permanently Closed | 2000 | Diesel
SMITHFIELD | SMITHFIELD PEAT CO. INC. | 295 WASHINGTON HWY | UST-2093 | Commercials | 2 | 1971-08-01 | Permanently Closed | 2000 | Diesel
SMITHFIELD | SMITHFIELD PLYWOOD & LUMBER MART INC. | 333 WATERMAN AVE | UST-1718 | Commercials | 1 | 1980-02-01 | Permanently Closed | 1000 | Gasoline
SMITHFIELD | SMITHFIELD POLICE DEPARTMENT | 215 PLEASANT VIEW AVE | UST-490 | City/Town Government | 1 | 1973-04-01 | Permanently Closed | 2200 | Heating Oil No.2
SMITHFIELD | SMITHFIELD POLICE DEPARTMENT | 215 PLEASANT VIEW AVE | UST-490 | City/Town Government | 2 | 1984-10-09 | Permanently Closed | 3000 | Gasoline
SMITHFIELD | SMITHFIELD PUBLIC SCHOOLS-ADM. OFFICE | 49 FARNUM PIKE | UST-1406 | City/Town Government | 1 | 1951-07-01 | In Use | 1000 | Heating Oil No.2
SMITHFIELD | SMITHFIELD SENIOR HIGH SCHOOL | 90 PLEASANT VIEW AVE | UST-3381 | Education - Town | 1 | 1991-11-01 | Permanently Closed | 10000 | Heating Oil No.2 | Double Walled
SMITHFIELD | SMITHFIELD SENIOR HIGH SCHOOL | 90 PLEASANT VIEW AVE | UST-3381 | Education - Town | 2 | 1965-08-01 | Permanently Closed | 5000 | Heating Oil No.4
SMITHFIELD | SMITHFIELD SENIOR HIGH SCHOOL | 90 PLEASANT VIEW AVE | UST-3381 | Education - Town | 3 | 1965-08-01 | Permanently Closed | 5000 | Heating Oil No.4
SMITHFIELD | SMITHFIELD SERVICE | 161 FARNUM PIKE | UST-3065 | Gasoline Station | 1 | 1982-05-01 | Permanently Closed | 4000 | Gasoline
SMITHFIELD | SMITHFIELD SERVICE | 161 FARNUM PIKE | UST-3065 | Gasoline Station | 2 | 1982-05-01 | Permanently Closed | 4000 | Gasoline
SMITHFIELD | SMITHFIELD SERVICE | 161 FARNUM PIKE | UST-3065 | Gasoline Station | 3 | 1982-05-01 | Permanently Closed | 4000 | Gasoline
SMITHFIELD | SMITHFIELD SERVICE | 161 FARNUM PIKE | UST-3065 | Gasoline Station | 4 | 1961-05-01 | Permanently Closed | 500 | Heating Oil No.2
SMITHFIELD | SMITHFIELD SERVICE | 161 FARNUM PIKE | UST-3065 | Gasoline Station | 5 | 1961-05-01 | Permanently Closed | 500 | Waste Oil
SMITHFIELD | SMITHFIELD TOWN HALL | 64 FARNUM PIKE | UST-373 | City/Town Government | 1 | 1984-10-09 | Permanently Closed | 550 | Gasoline
SMITHFIELD | SMITHFIELD TOWN HALL | 64 FARNUM PIKE | UST-373 | City/Town Government | 2 | 1984-10-09 | Permanently Closed | 500 | Heating Oil No.2
SMITHFIELD | SMITHFIELD TOWN HALL | 64 FARNUM PIKE | UST-373 | City/Town Government | 5 | 1984-10-09 | Permanently Closed | 550 | Not Listed
SMITHFIELD | SMITHFIELD WASTEWATER TREATMENT FACILITY | 20 ESMOND MILL DR | UST-2483 | City/Town Government | 1 | 1976-09-01 | Permanently Closed | 5000 | Heating Oil No.2 | Single Walled
SMITHFIELD | SMITHFIELD WASTEWATER TREATMENT FACILITY | 20 ESMOND MILL DR | UST-2483 | City/Town Government | 2 | 1976-09-01 | Permanently Closed | 3000 | Heating Oil No.2 | Single Walled
SMITHFIELD | SMITHFIELD WASTEWATER TREATMENT FACILITY | 20 ESMOND MILL DR | UST-2483 | City/Town Government | 3 | 1976-09-01 | Permanently Closed | 5000 | Heating Oil No.2 | Single Walled | 1976-09-01
SMITHFIELD | SMITHFIELD WASTEWATER TREATMENT FACILITY | 20 ESMOND MILL DR | UST-2483 | City/Town Government | 4 | 1976-09-01 | Permanently Closed | 2000 | Heating Oil No.2 | Single Walled
SMITHFIELD | SMITHFIELD WASTEWATER TREATMENT FACILITY | 20 ESMOND MILL DR | UST-2483 | City/Town Government | 5 | 1999-04-15 | In Use | 3000 | Diesel | Double Walled | 1999-04-15
SMITHFIELD | SMITHFIELD YMCA | 15 DEERFIELD DR | UST-18884 | Education Private | 1 | 1984-10-09 | Permanently Closed | 1000 | Heating Oil No.2 | Double Walled
SMITHFIELD | SPEEDWAY #2821 | 263 PUTNAM PIKE | UST-295 | Gasoline Station | 1 | 1976-03-01 | Permanently Closed | 10000 | Gasoline
SMITHFIELD | SPEEDWAY #2821 | 263 PUTNAM PIKE | UST-295 | Gasoline Station | 2 | 1976-03-01 | Permanently Closed | 10000 | Gasoline
SMITHFIELD | SPEEDWAY #2821 | 263 PUTNAM PIKE | UST-295 | Gasoline Station | 3 | 1976-03-01 | Permanently Closed | 5000 | Diesel
SMITHFIELD | SPEEDWAY #2821 | 263 PUTNAM PIKE | UST-295 | Gasoline Station | 4 | 1994-06-01 | In Use | 12000 | Gasoline | Double Walled | 2004-12-08
SMITHFIELD | SPEEDWAY #2821 | 263 PUTNAM PIKE | UST-295 | Gasoline Station | 5 | 1994-06-01 | In Use | 8000 | Gasoline | Double Walled | 2004-12-08
SMITHFIELD | SPEEDWAY #2821 | 263 PUTNAM PIKE | UST-295 | Gasoline Station | 6 | 1994-06-01 | In Use | 6000 | Gasoline | Double Walled | 2004-12-08
SMITHFIELD | ST. ALOYSIUS SCHOOL | 40 AUSTIN AVE | UST-16608 | Commercials | 1 | 1984-10-09 | Permanently Closed | 5000 | Heating Oil No.4
SMITHFIELD | ST. MICHAEL'S CHURCH CORP. | 80 FARNUM PIKE | UST-2053 | Other | 1 | 1967-06-01 | Permanently Closed | 5000 | Heating Oil No.2
SMITHFIELD | ST. MICHAEL'S CHURCH CORP. | 80 FARNUM PIKE | UST-2053 | Other | 2 | 1967-06-01 | Permanently Closed | 1000 | Heating Oil No.2
SMITHFIELD | ST. PHILIP'S CHURCH | 618 PUTNAM AVE | UST-2015 | Other | 1 | 1984-10-09 | Permanently Closed | 5000 | Heating Oil No.2
SMITHFIELD | ST. PHILIP'S CHURCH | 618 PUTNAM AVE | UST-2015 | Other | 2 | 1984-10-09 | Permanently Closed | 2000 | Heating Oil No.2
SMITHFIELD | ST. PHILIP'S CHURCH | 618 PUTNAM AVE | UST-2015 | Other | 3 | 1984-10-09 | Permanently Closed | 1000 | Heating Oil No.2
SMITHFIELD | ST. PHILIP'S CHURCH | 618 PUTNAM AVE | UST-2015 | Other | 4 | 1984-10-09 | Permanently Closed | 2000 | Heating Oil No.2
SMITHFIELD | ST. THOMAS EPISCOPAL CHURCH | 1 SMITH AVE | UST-4580 | Other | 1 | 1984-10-09 | Permanently Closed | 1000 | Heating Oil No.2
SMITHFIELD | STEERE ORCHARDS | 150 AUSTIN AVE | UST-1677 | Farm | 1 | 1984-10-09 | Permanently Closed | 1000 | Gasoline
SMITHFIELD | STEERE'S RESTAURANT | 645 DOUGLAS PIKE | UST-18017 | Commercials | 1 | 1984-10-09 | Permanently Closed | 2000 | Heating Oil No.2
SMITHFIELD | SWISS PYLON COMPANY | INDUSTRIAL DR | UST-15459 | Commercials | 1 | 1984-10-09 | Permanently Closed | 2000 | Heating Oil No.2
SMITHFIELD | THE LOFT | 325 FARNUM PIKE | UST-3953 | Commercials | 1 | 1984-10-09 | Permanently Closed | 1000 | Heating Oil No.2
SMITHFIELD | TWELVE ACRES | 445 DOUGLAS PIKE | UST-3790 | Commercials | 1 | 1984-10-09 | Permanently Closed | 1000 | Heating Oil No.2
SMITHFIELD | V.F. CAPALDI CONSTRUCTION | GEORGE WASHINGTON HWY | UST-15489 | Commercials | 1 | 1984-10-09 | Permanently Closed | 4000 | Gasoline
SMITHFIELD | V.F. CAPALDI CONSTRUCTION | GEORGE WASHINGTON HWY | UST-15489 | Commercials | 2 | 1984-10-09 | Permanently Closed | 4000 | Diesel
SMITHFIELD | VALLEY VIEW DRIVE PUMPING STATION | VALLEY VIEW DR | UST-18627 | City/Town Government | 1 | 1984-10-09 | Permanently Closed | 500 | Diesel
SMITHFIELD | VAUGHN CLEANERS | 264 PUTNAM PIKE | UST-15021 | Commercials | 1 | 1984-10-09 | Permanently Closed | 4000 | Gasoline
SMITHFIELD | VAUGHN CLEANERS | 264 PUTNAM PIKE | UST-15021 | Commercials | 2 | 1984-10-09 | Permanently Closed | 4000 | Gasoline
SMITHFIELD | VAUGHN CLEANERS | 264 PUTNAM PIKE | UST-15021 | Commercials | 3 | 1984-10-09 | Permanently Closed | 4000 | Gasoline
SMITHFIELD | VICTORY ENTERPRISES | 1 RESERVOIR AVE | UST-4487 | Commercials | 1 | 1984-10-09 | Permanently Closed | 2000 | Gasoline
SMITHFIELD | VICTORY ENTERPRISES | 1 RESERVOIR AVE | UST-4487 | Commercials | 2 | 1984-10-09 | Permanently Closed | 2000 | Gasoline
SMITHFIELD | VICTORY ENTERPRISES | 1 RESERVOIR AVE | UST-4487 | Commercials | 3 | 1984-10-09 | Permanently Closed | 5000 | Diesel
SMITHFIELD | VICTORY ENTERPRISES | 1 RESERVOIR AVE | UST-4487 | Commercials | 4 | 1984-10-09 | Permanently Closed | 5000 | Diesel
SMITHFIELD | WHIPPLE AVENUE PUMPING STATION | WHIPPLE AVE | UST-18630 | Commercials | 1 | 1984-10-09 | Permanently Closed | 500 | Diesel
SMITHFIELD | WILLIAM WINSOR SCHOOL | 562 PUTNAM PIKE | UST-1407 | Education - Town | 1 | 1967-07-01 | In Use | 5000 | Heating Oil No.2
SMITHFIELD | WIONKHIEGE VALLEY PUMP STATION | FARNUM PIKE | UST-18843 | City/Town Government | 1 | 1984-10-09 | Permanently Closed | 500 | Diesel
SMITHFIELD | Z AND A GAS INC | 101 PLEASANT VIEW AVE | UST-636 | Gasoline Station | 1 | 1974-09-01 | Permanently Closed | 6000 | Gasoline | Double Walled
SMITHFIELD | Z AND A GAS INC | 101 PLEASANT VIEW AVE | UST-636 | Gasoline Station | 2 | 1969-09-01 | Permanently Closed | 10000 | Gasoline
SMITHFIELD | Z AND A GAS INC | 101 PLEASANT VIEW AVE | UST-636 | Gasoline Station | 3 | 1969-09-01 | Permanently Closed | 10000 | Gasoline
SMITHFIELD | Z AND A GAS INC | 101 PLEASANT VIEW AVE | UST-636 | Gasoline Station | 4 | 1969-09-01 | Permanently Closed | 1000 | Waste Oil
SMITHFIELD | Z AND A GAS INC | 101 PLEASANT VIEW AVE | UST-636 | Gasoline Station | 5 | 1990-07-01 | Permanently Closed | 1000 | Waste Oil | Double Walled | 1990-07-01
SMITHFIELD | Z AND A GAS INC | 101 PLEASANT VIEW AVE | UST-636 | Gasoline Station | 6 | 1969-09-01 | Permanently Closed | 1000 | Heating Oil No.2
SMITHFIELD | Z AND A GAS INC | 101 PLEASANT VIEW AVE | UST-636 | Gasoline Station | 7 | 1990-07-01 | Permanently Closed | 1000 | Heating Oil No.2 | Double Walled | 1990-07-01
SMITHFIELD | Z AND A GAS INC | 101 PLEASANT VIEW AVE | UST-636 | Gasoline Station | 8 | 1990-07-01 | In Use | 10000 | Gasoline | Double Walled | 1990-07-01
SMITHFIELD | Z AND A GAS INC | 101 PLEASANT VIEW AVE | UST-636 | Gasoline Station | 9 | 1990-07-01 | In Use | 10000 | Gasoline | Double Walled | 1990-07-01
SMITHFIELD | Z AND A GAS INC | 101 PLEASANT VIEW AVE | UST-636 | Gasoline Station | 10 | 1990-07-01 | In Use | 10000 | Gasoline | Double Walled | 1990-07-01
SOUTH KINGSTOWN | 100 HIGH STREET | 100 HIGH ST | UST-4404 | Commercials | 1 | 1984-10-09 | Permanently Closed | 1000 | Heating Oil No.2
SOUTH KINGSTOWN | 100 HIGH STREET | 100 HIGH ST | UST-4404 | Commercials | 2 | 1984-10-09 | Permanently Closed | 275 | Heating Oil No.2
SOUTH KINGSTOWN | 14 BLANCHARD PLACE | 14 BLANCHARD PL | UST-4446 | Commercials | 1 | 1984-10-09 | Permanently Closed | 2000 | Heating Oil No.2
SOUTH KINGSTOWN | 148 MAIN STREET PROPERTY | 148 MAIN ST | UST-4947 | Private Residence | 1 | null | Permanently Closed | 1000 | Heating Oil No.2
SOUTH KINGSTOWN | 241A DUG WAY BRIDGE ROAD | 241 DUG WAY BRIDGE RD | UST-4939 | Private Residence | 1 | null | Permanently Closed | 2000 | Heating Oil No.2 | Single Walled
SOUTH KINGSTOWN | 336 MAIN STREET COMMERCIAL BUILDING | 336 MAIN ST | UST-4852 | Commercials | 1 | null | Permanently Closed | 500 | Heating Oil No.2
SOUTH KINGSTOWN | 521 MAIN STREET LLC | 521 MAIN ST | UST-4094 | Commercials | 1 | 1984-10-09 | Permanently Closed | 1000 | Heating Oil No.2
SOUTH KINGSTOWN | 521 MAIN STREET LLC | 521 MAIN ST | UST-4094 | Commercials | 2 | 1984-10-09 | Permanently Closed | 2000 | Heating Oil No.2
SOUTH KINGSTOWN | A QUICK TIRE & AUTO SERVICE CENTER | 257 MAIN ST | UST-3305 | Commercials | 1 | 1984-10-09 | Permanently Closed | 1000 | Heating Oil No.2
SOUTH KINGSTOWN | ADVANCED AUTO BODY, INC. | 116 KERSEY RD | UST-15980 | Commercials | 1 | 1984-10-09 | Permanently Closed | 1000 | Gasoline
SOUTH KINGSTOWN | ADVANCED AUTO BODY, INC. | 116 KERSEY RD | UST-15980 | Commercials | 2 | 1984-10-09 | Permanently Closed | 4000 | Heating Oil No.2
SOUTH KINGSTOWN | ALEXANDER A. MCBURNEY | 40 POTTER LN | UST-2452 | Private Residence | 1 | 1984-10-09 | Permanently Closed | 1500 | Heating Oil No.2
SOUTH KINGSTOWN | ALPHA CHI OMEGA SORORITY | 9 FRATERNITY CIR | UST-3186 | Multiple Residence | 1 | 1990-05-01 | Permanently Closed | 2000 | Heating Oil No.2 | Single Walled
SOUTH KINGSTOWN | ALPHA CHI OMEGA SORORITY | 9 FRATERNITY CIR | UST-3186 | Multiple Residence | 2 | 1984-10-09 | Permanently Closed | 3000 | Heating Oil No.2
SOUTH KINGSTOWN | ALPHA EPSILON PI FRATERNITY | 6 FRATERNITY CIR | UST-18950 | Education Private | 1 | 1984-10-09 | Permanently Closed | 2000 | Heating Oil No.2
SOUTH KINGSTOWN | AMERICAN POWER CONVERSION | 123 FAIRGROUNDS RD | UST-144 | Industrial | 1 | 1975-03-01 | Permanently Closed | 10000 | Heating Oil No.2
SOUTH KINGSTOWN | AMERICAN POWER CONVERSION | 123 FAIRGROUNDS RD | UST-144 | Industrial | 2 | 1975-03-01 | Permanently Closed | 10000 | Heating Oil No.2
SOUTH KINGSTOWN | AMTRAK | 1 RAIL RD | UST-16494 | Federal Government | 1 | 1984-10-09 | Permanently Closed | 500 | Heating Oil No.2
SOUTH KINGSTOWN | ANIMAL RESCUE LEAGUE OF SOUTHERN R.I. | 506 CURTIS CORNER RD | UST-4120 | Other | 1 | 1984-10-09 | Permanently Closed | 1000 | Heating Oil No.2
SOUTH KINGSTOWN | ANN AND NANCY BEALS | 2 GREEN HILL AVE | UST-16616 | Private Residence | 1 | 1984-10-09 | Permanently Closed | 2000 | Gasoline
SOUTH KINGSTOWN | ARNOLD LUMBER CO. | FAIRGROUNDS RD | UST-2032 | Commercials | 1 | 1970-07-01 | Permanently Closed | 1000 | Diesel
SOUTH KINGSTOWN | ARNOLD LUMBER CO. | FAIRGROUNDS RD | UST-2032 | Commercials | 2 | 1970-07-01 | Permanently Closed | 2000 | Heating Oil No.2
SOUTH KINGSTOWN | AT&T WAKEFIELD RI0340 | 295 SHANNOCK RD | UST-1829 | Commercials | 1 | 1970-11-01 | Permanently Closed | 15000 | Heating Oil No.2
SOUTH KINGSTOWN | AT&T WAKEFIELD RI0340 | 295 SHANNOCK RD | UST-1829 | Commercials | 2 | 1970-11-01 | Permanently Closed | 15000 | Heating Oil No.2
SOUTH KINGSTOWN | AT&T WAKEFIELD RI0340 | 295 SHANNOCK RD | UST-1829 | Commercials | 3 | 1994-12-01 | In Use | 4000 | Kerosene | Double Walled
SOUTH KINGSTOWN | AT&T WAKEFIELD RI0340 | 295 SHANNOCK RD | UST-1829 | Commercials | 4 | 1994-12-01 | In Use | 4000 | Kerosene | Double Walled
SOUTH KINGSTOWN | B & G CONSTRUCTION, INC. | 1936 KINGSTOWN RD | UST-18242 | Commercials | 1 | 1984-10-09 | Permanently Closed | 1000 | Heating Oil No.2
SOUTH KINGSTOWN | BANNER OLDSMOBILE-BUICK, INC. | 2909 TOWER HILL RD | UST-159 | Commercials | 1 | 1976-03-01 | Permanently Closed | 500 | Waste Oil
SOUTH KINGSTOWN | BERNARD H. POPPE | 82 MAPLE DR | UST-3505 | Private Residence | 1 | 1980-03-01 | Permanently Closed | 500 | Heating Oil No.2
SOUTH KINGSTOWN | BI DESIGN SALON | 382 WOODRUFF AVE | UST-3893 | Commercials | 1 | 1984-10-09 | Permanently Closed | 275 | Heating Oil No.2
SOUTH KINGSTOWN | BILLINGTON COVE YACHT CLUB MARINA | 557 POND ST | UST-361 | Commercials | 1 | 1984-10-09 | Permanently Closed | 1000 | Gasoline
SOUTH KINGSTOWN | C.L. ENTERPRISES,INC. DBA HAL'S GARAGE | 171 OLD TOWER HILL RD | UST-94 | Gasoline Station | 1 | 1969-02-01 | Permanently Closed | 10000 | Gasoline
SOUTH KINGSTOWN | C.L. ENTERPRISES,INC. DBA HAL'S GARAGE | 171 OLD TOWER HILL RD | UST-94 | Gasoline Station | 2 | 1993-03-01 | In Use | 12000 | Gasoline | Double Walled | 2018-10-31
SOUTH KINGSTOWN | C.L. ENTERPRISES,INC. DBA HAL'S GARAGE | 171 OLD TOWER HILL RD | UST-94 | Gasoline Station | 3 | 1969-02-01 | Permanently Closed | 10000 | Gasoline
SOUTH KINGSTOWN | C.L. ENTERPRISES,INC. DBA HAL'S GARAGE | 171 OLD TOWER HILL RD | UST-94 | Gasoline Station | 4 | 1993-03-01 | In Use | 4000 | Diesel | Double Walled | 2018-10-31
SOUTH KINGSTOWN | C.L. ENTERPRISES,INC. DBA HAL'S GARAGE | 171 OLD TOWER HILL RD | UST-94 | Gasoline Station | 5 | 1975-02-01 | Permanently Closed | 4000 | Gasoline
SOUTH KINGSTOWN | C.L. ENTERPRISES,INC. DBA HAL'S GARAGE | 171 OLD TOWER HILL RD | UST-94 | Gasoline Station | 6 | 1993-03-01 | In Use | 8000 | Gasoline | Double Walled | 2018-10-31
SOUTH KINGSTOWN | C.L. ENTERPRISES,INC. DBA HAL'S GARAGE | 171 OLD TOWER HILL RD | UST-94 | Gasoline Station | 7 | 1968-05-01 | Permanently Closed | 500 | Waste Oil
SOUTH KINGSTOWN | C.L. ENTERPRISES,INC. DBA HAL'S GARAGE | 171 OLD TOWER HILL RD | UST-94 | Gasoline Station | 8 | 1984-10-09 | Permanently Closed | 1000 | Heating Oil No.2
SOUTH KINGSTOWN | CAMP HOFFMAN | 2850 MINISTERIAL RD | UST-18365 | Other | 1 | 1984-10-09 | Permanently Closed | 1000 | Heating Oil No.2
SOUTH KINGSTOWN | CAROL VICCIONE | 3210 TOWER HILL RD | UST-16040 | Private Residence | 1 | 1984-10-09 | Permanently Closed | 1000 | Heating Oil No.2
SOUTH KINGSTOWN | CARPENTER CONSTRUCTION CO. | 610 SAUGATUCKET RD | UST-16862 | Commercials | 1 | 1984-10-09 | Permanently Closed | 330 | Diesel
SOUTH KINGSTOWN | CARPENTER CONSTRUCTION CO. | 610 SAUGATUCKET RD | UST-16862 | Commercials | 2 | 1984-10-09 | Permanently Closed | 1000 | Gasoline
SOUTH KINGSTOWN | CARPENTER CONSTRUCTION CO. | 610 SAUGATUCKET RD | UST-16862 | Commercials | 3 | 1984-10-09 | Permanently Closed | 1000 | Gasoline
SOUTH KINGSTOWN | CARPENTER CONSTRUCTION CO. | 610 SAUGATUCKET RD | UST-16862 | Commercials | 4 | 1984-10-09 | Permanently Closed | 1000 | Diesel
SOUTH KINGSTOWN | CATHERINE WEAVER PROPERTY | 908 POST RD | UST-4359 | Private Residence | 1 | 1984-10-09 | Permanently Closed | 500 | Gasoline
SOUTH KINGSTOWN | CHAPPELL PROPERTIEES | 422-428-430 MAIN ST | UST-1553 | Commercials | 1 | 1967-03-01 | Permanently Closed | 2000 | Heating Oil No.2
SOUTH KINGSTOWN | CHAPPELL PROPERTIEES | 422-428-430 MAIN ST | UST-1553 | Commercials | 2 | 1960-01-01 | Permanently Closed | 3000 | Heating Oil No.2
SOUTH KINGSTOWN | CHARLES MONAHAN | 30 MONAHAN WAY | UST-18214 | Private Residence | 1 | 1984-10-09 | Permanently Closed | 2000 | Heating Oil No.2
SOUTH KINGSTOWN | CHARTWAY FEDERAL CREDIT UNION | 172 MAIN ST | UST-2862 | Commercials | 1 | 1975-10-01 | Permanently Closed | 2000 | Heating Oil No.2
SOUTH KINGSTOWN | CHI PHI FRATERNITY | 61 UPPER COLLEGE RD | UST-18952 | Education Private | 1 | 1984-10-09 | Permanently Closed | 500 | Heating Oil No.2
SOUTH KINGSTOWN | CHRIST THE KING ROMAN CATHOLIC CHURCH | 180 OLD NORTH RD | UST-2063 | Other | 1 | 1959-09-01 | Permanently Closed | 1000 | Heating Oil No.2
SOUTH KINGSTOWN | CLOSED BENNYS -WAKEFIELD | 688 KINGSTOWN RD | UST-4788 | Commercials | 1 | 1984-10-09 | Permanently Closed | 1000 | Heating Oil No.2 | Single Walled
SOUTH KINGSTOWN | COOKE REALTY, INC. | 158 COLUMBIA ST | UST-15551 | Industrial | 1 | 1984-10-09 | Permanently Closed | 2000 | Gasoline
SOUTH KINGSTOWN | COOKE REALTY, INC. | 158 COLUMBIA ST | UST-15551 | Industrial | 2 | 1984-10-09 | Permanently Closed | 2000 | Gasoline
SOUTH KINGSTOWN | COOKE REALTY, INC. | 158 COLUMBIA ST | UST-15551 | Industrial | 3 | 1984-10-09 | Permanently Closed | 2000 | Gasoline
SOUTH KINGSTOWN | COSTANZA TRUST | 471 HIGH ST | UST-18895 | Commercials | 1 | 1984-10-09 | Permanently Closed | 5000 | Gasoline
SOUTH KINGSTOWN | COSTANZA TRUST | 471 HIGH ST | UST-18895 | Commercials | 2 | 1984-10-09 | Permanently Closed | 4000 | Gasoline
SOUTH KINGSTOWN | COSTANZA TRUST | 471 HIGH ST | UST-18895 | Commercials | 3 | 1984-10-09 | Permanently Closed | 4000 | Gasoline
SOUTH KINGSTOWN | COSTANZA TRUST | 471 HIGH ST | UST-18895 | Commercials | 4 | 1984-10-09 | Permanently Closed | 2000 | Gasoline
SOUTH KINGSTOWN | COSTANZA TRUST | 471 HIGH ST | UST-18895 | Commercials | 5 | 1984-10-09 | Permanently Closed | 2000 | Gasoline
SOUTH KINGSTOWN | COSTANZA TRUST | 471 HIGH ST | UST-18895 | Commercials | 6 | 1984-10-09 | Permanently Closed | 500 | Waste Oil
SOUTH KINGSTOWN | COURTHOUSE CENTER FOR THE ARTS | 3501 KINGSTOWN RD | UST-18936 | Commercials | 1 | 1984-10-09 | Permanently Closed | 1000 | Heating Oil No.2
SOUTH KINGSTOWN | CROSSING AT THE TOWER | 3199 TOWER HILL RD | UST-3751 | Commercials | 1 | 1984-10-09 | Permanently Closed | 1000 | Heating Oil No.2
SOUTH KINGSTOWN | CROSSING AT THE TOWER | 3199 TOWER HILL RD | UST-3751 | Commercials | 2 | 1984-10-09 | Permanently Closed | 500 | Unknown
SOUTH KINGSTOWN | CROSSWAY APARTMENTS | 1850 MOORESFIELD RD | UST-2602 | Commercials | 1 | 1968-06-01 | Permanently Closed | 1000 | Heating Oil No.2
SOUTH KINGSTOWN | DEPT. OF ADMINISTRATION - GOVERNMENT CENTER | 4400 TOWER HILL RD | UST-2505 | State Government | 1 | 1984-10-09 | Permanently Closed | 6000 | Heating Oil No.4
SOUTH KINGSTOWN | DON PANCIERA CHEVROLET, INC. | 399 MAIN ST | UST-93 | Commercials | 1 | 1984-10-09 | Permanently Closed | 1000 | Gasoline
SOUTH KINGSTOWN | DON PANCIERA CHEVROLET, INC. | 399 MAIN ST | UST-93 | Commercials | 2 | 1984-10-09 | Permanently Closed | 1000 | Gasoline
SOUTH KINGSTOWN | DON PANCIERA CHEVROLET, INC. | 399 MAIN ST | UST-93 | Commercials | 3 | 1984-10-09 | Permanently Closed | 4000 | Gasoline
SOUTH KINGSTOWN | DON PANCIERA CHEVROLET, INC. | 399 MAIN ST | UST-93 | Commercials | 4 | 1984-10-09 | Permanently Closed | 4000 | Gasoline
SOUTH KINGSTOWN | DON PANCIERA CHEVROLET, INC. | 399 MAIN ST | UST-93 | Commercials | 5 | 1984-10-09 | Permanently Closed | 1000 | Waste Oil
SOUTH KINGSTOWN | DON PANCIERA CHEVROLET, INC. | 399 MAIN ST | UST-93 | Commercials | 6 | 1984-10-09 | Permanently Closed | 1000 | Gasoline
SOUTH KINGSTOWN | EDWARD R. MCNULTY PUBLIC WORKS | 134 ASA POND RD | UST-1815 | City/Town Government | 1 | 1974-04-01 | Permanently Closed | 3000 | Heating Oil No.2
SOUTH KINGSTOWN | EDWARD R. MCNULTY PUBLIC WORKS | 134 ASA POND RD | UST-1815 | City/Town Government | 2 | 1974-04-01 | Permanently Closed | 5000 | Gasoline
SOUTH KINGSTOWN | EDWARD R. MCNULTY PUBLIC WORKS | 134 ASA POND RD | UST-1815 | City/Town Government | 3 | 1974-04-01 | Permanently Closed | 8500 | Gasoline
SOUTH KINGSTOWN | EDWARD R. MCNULTY PUBLIC WORKS | 134 ASA POND RD | UST-1815 | City/Town Government | 4 | 1974-04-01 | Permanently Closed | 5000 | Diesel
SOUTH KINGSTOWN | EDWARD R. MCNULTY PUBLIC WORKS | 134 ASA POND RD | UST-1815 | City/Town Government | 5 | 1996-01-25 | In Use | 10000 | Gasoline | Double Walled
SOUTH KINGSTOWN | EDWARD R. MCNULTY PUBLIC WORKS | 134 ASA POND RD | UST-1815 | City/Town Government | 6 | 1996-01-25 | In Use | 10000 | Diesel | Double Walled
SOUTH KINGSTOWN | EVERETT WHITTAKER | 210 CARPENTER DR | UST-3743 | Private Residence | 1 | 1979-06-01 | In Use | 2000 | Heating Oil No.2
SOUTH KINGSTOWN | F.W. SMITH, INC. (SPEEDCRAFT) | 84 OLD TOWER HILL RD | UST-4275 | Commercials | 1 | 1984-10-09 | Permanently Closed | 1000 | Heating Oil No.2
SOUTH KINGSTOWN | F.W. SMITH, INC. (SPEEDCRAFT) | 84 OLD TOWER HILL RD | UST-4275 | Commercials | 2 | 1984-10-09 | Permanently Closed | 1000 | Heating Oil No.2
SOUTH KINGSTOWN | FITZPATRICK'S SERVICE | 1428 KINGSTOWN RD | UST-15970 | Commercials | 1 | 1984-10-09 | Permanently Closed | 275 | Waste Oil
SOUTH KINGSTOWN | FITZPATRICK'S SERVICE | 1428 KINGSTOWN RD | UST-15970 | Commercials | 2 | 1984-10-09 | Permanently Closed | 275 | Waste Oil
SOUTH KINGSTOWN | FORMER NAPA AUTO PARTS | 446 MAIN ST | UST-4363 | Commercials | 1 | 1984-10-09 | Permanently Closed | 1000 | Heating Oil No.2
SOUTH KINGSTOWN | FORMER STEVE FARMERS AUTO FIX IT FACTORY | 529 HIGH ST | UST-16286 | Commercials | 1 | 1984-10-09 | Permanently Closed | 3000 | Gasoline
SOUTH KINGSTOWN | FORMER STEVE FARMERS AUTO FIX IT FACTORY | 529 HIGH ST | UST-16286 | Commercials | 2 | 1984-10-09 | Permanently Closed | 4000 | Gasoline
SOUTH KINGSTOWN | FORMER STEVE FARMERS AUTO FIX IT FACTORY | 529 HIGH ST | UST-16286 | Commercials | 3 | 1984-10-09 | Permanently Closed | 1000 | Waste Oil
SOUTH KINGSTOWN | FORMER STEVE FARMERS AUTO FIX IT FACTORY | 529 HIGH ST | UST-16286 | Commercials | 4 | 1984-10-09 | Permanently Closed | 1000 | Unknown
SOUTH KINGSTOWN | FRANK SMITH | 613 KINGSTOWN RD | UST-16724 | Commercials | 1 | 1984-10-09 | Permanently Closed | 500 | Gasoline
SOUTH KINGSTOWN | FRANK TAYLOR | 3691 KINGSTOWN RD | UST-15549 | Private Residence | 1 | 1984-10-09 | Permanently Closed | 500 | Gasoline
SOUTH KINGSTOWN | FRANK TAYLOR | 3691 KINGSTOWN RD | UST-15549 | Private Residence | 2 | 1984-10-09 | Permanently Closed | 1000 | Gasoline
SOUTH KINGSTOWN | FRED W. SMITH, INC. | 86 OLD TOWER HILL RD | UST-1554 | Commercials | 1 | 1951-01-01 | Permanently Closed | 500 | Waste Oil
SOUTH KINGSTOWN | G.I.G., LLC | 313 MAIN ST | UST-18571 | Commercials | 1 | 1984-10-09 | Permanently Closed | 1000 | Heating Oil No.2
SOUTH KINGSTOWN | GARY CHAPMAN | 249 MAIN ST | UST-16570 | Commercials | 1 | 1984-10-09 | Permanently Closed | 750 | Heating Oil No.2
SOUTH KINGSTOWN | GARY CHAPMAN | 249 MAIN ST | UST-16570 | Commercials | 2 | 1984-10-09 | Permanently Closed | 1000 | Heating Oil No.2
SOUTH KINGSTOWN | GATES INSURANCE AGENCY, INC. | 336 COLUMBIA ST | UST-2859 | Industrial | 1 | 1970-10-01 | Permanently Closed | 1000 | Heating Oil No.2
SOUTH KINGSTOWN | GEORGE SHERMAN SAND & GRAVEL CO., INC. | 881 CURTIS CORNER RD | UST-184 | Commercials | 1 | 1977-03-01 | Permanently Closed | 2000 | Diesel
SOUTH KINGSTOWN | GEORGE SHERMAN SAND & GRAVEL CO., INC. | 881 CURTIS CORNER RD | UST-184 | Commercials | 2 | 1984-03-01 | Permanently Closed | 2000 | Diesel
SOUTH KINGSTOWN | GEORGE SHERMAN SAND & GRAVEL CO., INC. | 881 CURTIS CORNER RD | UST-184 | Commercials | 3 | 1984-03-01 | Permanently Closed | 2000 | Gasoline
SOUTH KINGSTOWN | GEORGE SHERMAN SAND & GRAVEL CO., INC. | 881 CURTIS CORNER RD | UST-184 | Commercials | 4 | 1985-01-01 | Permanently Closed | 1000 | Heating Oil No.2
SOUTH KINGSTOWN | GEORGE'S AUTO REPAIR | 795 VICTORY HWY | UST-16010 | Commercials | 1 | 1984-10-09 | Permanently Closed | 3000 | Heating Oil No.2
SOUTH KINGSTOWN | GEORGE'S AUTO REPAIR | 795 VICTORY HWY | UST-16010 | Commercials | 2 | 1984-10-09 | Permanently Closed | 1000 | Heating Oil No.2
SOUTH KINGSTOWN | GEORGE'S AUTO REPAIR | 795 VICTORY HWY | UST-16010 | Commercials | 3 | 1984-10-09 | Permanently Closed | 1000 | Heating Oil No.2
SOUTH KINGSTOWN | GLOBAL MONTELLO GROUP #2740 | 3079 TOWER HILL RD | UST-1015 | Gasoline Station | 1 | 1974-04-01 | Permanently Closed | 550 | Heating Oil No.2
SOUTH KINGSTOWN | GLOBAL MONTELLO GROUP #2740 | 3079 TOWER HILL RD | UST-1015 | Gasoline Station | 2 | 1984-04-01 | Permanently Closed | 6000 | Gasoline | Single Walled
SOUTH KINGSTOWN | GLOBAL MONTELLO GROUP #2740 | 3079 TOWER HILL RD | UST-1015 | Gasoline Station | 3 | 1984-04-01 | Permanently Closed | 8000 | Gasoline | Single Walled
SOUTH KINGSTOWN | GLOBAL MONTELLO GROUP #2740 | 3079 TOWER HILL RD | UST-1015 | Gasoline Station | 4 | 1984-04-01 | Permanently Closed | 12000 | Gasoline | Single Walled
SOUTH KINGSTOWN | GLOBAL MONTELLO GROUP #2740 | 3079 TOWER HILL RD | UST-1015 | Gasoline Station | 5 | 2010-12-13 | In Use | 12000 | Gasoline | Double Walled | 2010-12-13
SOUTH KINGSTOWN | GLOBAL MONTELLO GROUP #2740 | 3079 TOWER HILL RD | UST-1015 | Gasoline Station | 6 | 2010-12-13 | In Use | 8000 | Gasoline | Double Walled | 2010-12-13
SOUTH KINGSTOWN | GLOBAL MONTELLO GROUP #2740 | 3079 TOWER HILL RD | UST-1015 | Gasoline Station | 7 | 2010-12-13 | In Use | 6000 | Diesel | Double Walled | 2010-12-13
SOUTH KINGSTOWN | H. WINFIELD TUCKER | 946J TUCKERTOWN RD | UST-3502 | Private Residence | 1 | 1984-10-09 | Permanently Closed | 2000 | Gasoline
SOUTH KINGSTOWN | H. WINFIELD TUCKER | 946J TUCKERTOWN RD | UST-3502 | Private Residence | 2 | 1984-10-09 | Permanently Closed | 2000 | Heating Oil No.2
SOUTH KINGSTOWN | HAZARD SCHOOL | 153 SCHOOL ST | UST-271 | Education - Town | 1 | 1950-03-01 | Permanently Closed | 2000 | Gasoline
SOUTH KINGSTOWN | HAZARD SCHOOL | 153 SCHOOL ST | UST-271 | Education - Town | 2 | 1984-10-09 | Permanently Closed | 10000 | Heating Oil No.6
SOUTH KINGSTOWN | HEALTH CENTER OF SOUTH COUNTY | ONE RIVER ST | UST-16011 | Other | 1 | 1984-10-09 | Permanently Closed | 275 | Unknown
SOUTH KINGSTOWN | HEALTH CENTER OF SOUTH COUNTY | ONE RIVER ST | UST-16011 | Other | 2 | 1984-10-09 | Permanently Closed | 300 | Heating Oil No.2
SOUTH KINGSTOWN | HERITAGE MALL | 11 MAIN ST | UST-19143 | Commercials | 1 | 1984-10-09 | Permanently Closed | 550 | Heating Oil No.2
SOUTH KINGSTOWN | HOMETOWN NEWSPAPERS/SOUTHERN RI NEWSPAPERS | 187 MAIN ST | UST-2944 | Commercials | 1 | 1996-02-01 | In Use | 1000 | Heating Oil No.2 | Double Walled
SOUTH KINGSTOWN | HOMETOWN NEWSPAPERS/SOUTHERN RI NEWSPAPERS | 187 MAIN ST | UST-2944 | Commercials | 2 | 1984-10-09 | Permanently Closed | 1000 | Heating Oil No.2
SOUTH KINGSTOWN | HOSPITAL PUMPING STATION | EDGEWATER RD | UST-18533 | City/Town Government | 1 | 1984-10-09 | Permanently Closed | 750 | Heating Oil No.2
SOUTH KINGSTOWN | HOSPITAL SEWAGE LIFT STATION | 144 KENYON AVE | UST-3787 | City/Town Government | 1 | 1978-03-01 | In Use | 750 | Heating Oil No.2
SOUTH KINGSTOWN | INDIAN LAKE FILLING STATION | 3729 TOWER HILL RD | UST-1740 | Gasoline Station | 1 | 1982-04-01 | Permanently Closed | 2500 | Gasoline
SOUTH KINGSTOWN | INDIAN LAKE FILLING STATION | 3729 TOWER HILL RD | UST-1740 | Gasoline Station | 2 | 1976-04-01 | Permanently Closed | 2500 | Gasoline
SOUTH KINGSTOWN | INDIAN LAKE FILLING STATION | 3729 TOWER HILL RD | UST-1740 | Gasoline Station | 3 | 1984-10-09 | Permanently Closed | 250 | Waste Oil
SOUTH KINGSTOWN | INDIAN RUN VILLAGE | 681 KINGSTOWN RD | UST-16056 | Other | 1 | 1984-10-09 | Permanently Closed | 2000 | Heating Oil No.2
SOUTH KINGSTOWN | INTERCITY AMBULANCE SERVICE INC. | MAIN AND ROBINSON ST | UST-15708 | Commercials | 1 | 1984-10-09 | Permanently Closed | 10000 | Gasoline
SOUTH KINGSTOWN | INTERCITY AMBULANCE SERVICE INC. | MAIN AND ROBINSON ST | UST-15708 | Commercials | 2 | 1984-10-09 | Permanently Closed | 10000 | Gasoline
SOUTH KINGSTOWN | INTERCITY AMBULANCE SERVICE INC. | MAIN AND ROBINSON ST | UST-15708 | Commercials | 3 | 1984-10-09 | Permanently Closed | 2000 | Gasoline
SOUTH KINGSTOWN | J & D'S WEST KINGSTON SERVICE, INC. | 3471 KINGSTOWN RD | UST-99 | Gasoline Station | 1 | 1985-02-01 | Permanently Closed | 5000 | Gasoline | Single Walled
SOUTH KINGSTOWN | J & D'S WEST KINGSTON SERVICE, INC. | 3471 KINGSTOWN RD | UST-99 | Gasoline Station | 2 | 1985-02-01 | Permanently Closed | 5000 | Gasoline | Single Walled
SOUTH KINGSTOWN | J & D'S WEST KINGSTON SERVICE, INC. | 3471 KINGSTOWN RD | UST-99 | Gasoline Station | 3 | 1985-02-01 | Permanently Closed | 5000 | Gasoline | Single Walled
SOUTH KINGSTOWN | J & D'S WEST KINGSTON SERVICE, INC. | 3471 KINGSTOWN RD | UST-99 | Gasoline Station | 4 | 1973-02-01 | Permanently Closed | 4000 | Diesel
SOUTH KINGSTOWN | J & D'S WEST KINGSTON SERVICE, INC. | 3471 KINGSTOWN RD | UST-99 | Gasoline Station | 5 | 1984-08-01 | Permanently Closed | 500 | Waste Oil
SOUTH KINGSTOWN | J.H. LYNCH READY MIX, INC. | NORTH RD | UST-2847 | Commercials | 1 | 1978-10-01 | Permanently Closed | 3000 | Diesel
SOUTH KINGSTOWN | J.H. LYNCH READY MIX, INC. | NORTH RD | UST-2847 | Commercials | 2 | 1978-10-01 | Permanently Closed | 3000 | Diesel
SOUTH KINGSTOWN | J.H. LYNCH READY MIX, INC. | NORTH RD | UST-2847 | Commercials | 3 | 1978-10-01 | Permanently Closed | 4000 | Diesel
SOUTH KINGSTOWN | J.H. LYNCH READY MIX, INC. | NORTH RD | UST-2847 | Commercials | 4 | 1978-10-01 | Permanently Closed | 4000 | Diesel
SOUTH KINGSTOWN | J.H. LYNCH READY MIX, INC. | NORTH RD | UST-2847 | Commercials | 5 | 1984-10-09 | Permanently Closed | 1000 | Heating Oil No.2
SOUTH KINGSTOWN | JOHN E.C. HALL | 968 SOUTH RD | UST-2869 | Private Residence | 1 | 1973-06-01 | In Use | 2500 | Heating Oil No.2
SOUTH KINGSTOWN | JOHNSON'S OIL | 1880 KINGSTON RD | UST-16272 | Commercials | 1 | 1984-10-09 | Permanently Closed | 10000 | Heating Oil No.2
SOUTH KINGSTOWN | KENPORT MARINA INC. | 650 SUCCOTASH RD | UST-830 | Commercials | 1 | 1966-04-01 | Permanently Closed | 3000 | Gasoline
SOUTH KINGSTOWN | KENPORT MARINA INC. | 650 SUCCOTASH RD | UST-830 | Commercials | 2 | 1966-04-01 | Permanently Closed | 2000 | Gasoline
SOUTH KINGSTOWN | KIMBERLY GILBERT | 612 OLD POST RD | UST-15910 | Commercials | 1 | 1984-10-09 | Permanently Closed | 500 | Gasoline
SOUTH KINGSTOWN | KINGSTON AGWAY | WAITES CORNER RD | UST-15936 | Commercials | 1 | 1984-10-09 | Permanently Closed | 560 | Heating Oil No.2
SOUTH KINGSTOWN | KINGSTON AGWAY | WAITES CORNER RD | UST-15936 | Commercials | 2 | 1984-10-09 | Permanently Closed | 275 | Heating Oil No.2
SOUTH KINGSTOWN | KINGSTON CONGREGATIONAL CHURCH | 2610 KINGSTOWN RD | UST-4331 | Commercials | 1 | 1984-10-09 | Permanently Closed | 1000 | Heating Oil No.2
SOUTH KINGSTOWN | KINGSTON CONVENIENCE MART | 2360 KINGSTOWN RD | UST-307 | Gasoline Station | 1 | 1971-03-01 | Permanently Closed | 6000 | Gasoline
SOUTH KINGSTOWN | KINGSTON CONVENIENCE MART | 2360 KINGSTOWN RD | UST-307 | Gasoline Station | 2 | 1971-03-01 | Permanently Closed | 4000 | Gasoline
SOUTH KINGSTOWN | KINGSTON CONVENIENCE MART | 2360 KINGSTOWN RD | UST-307 | Gasoline Station | 3 | 1971-03-01 | Permanently Closed | 4000 | Gasoline
SOUTH KINGSTOWN | KINGSTON CONVENIENCE MART | 2360 KINGSTOWN RD | UST-307 | Gasoline Station | 4 | 1971-03-01 | Permanently Closed | 6000 | Gasoline
SOUTH KINGSTOWN | KINGSTON CONVENIENCE MART | 2360 KINGSTOWN RD | UST-307 | Gasoline Station | 5 | 1987-06-30 | Permanently Closed | 4000 | Gasoline | Single Walled
SOUTH KINGSTOWN | KINGSTON CONVENIENCE MART | 2360 KINGSTOWN RD | UST-307 | Gasoline Station | 6 | 1987-06-28 | Permanently Closed | 4000 | Gasoline | Single Walled
SOUTH KINGSTOWN | KINGSTON CONVENIENCE MART | 2360 KINGSTOWN RD | UST-307 | Gasoline Station | 7 | 1987-06-26 | Permanently Closed | 6000 | Gasoline | Single Walled
SOUTH KINGSTOWN | KINGSTON CONVENIENCE MART | 2360 KINGSTOWN RD | UST-307 | Gasoline Station | 8 | 1987-06-29 | Permanently Closed | 6000 | Diesel | Single Walled
SOUTH KINGSTOWN | KINGSTON CONVENIENCE MART | 2360 KINGSTOWN RD | UST-307 | Gasoline Station | 9 | 2019-08-23 | In Use | 8000 | Gasoline | Double Walled | 2019-09-03
SOUTH KINGSTOWN | KINGSTON CONVENIENCE MART | 2360 KINGSTOWN RD | UST-307 | Gasoline Station | 10 | 2019-08-23 | In Use | 4000 | Gasoline | Double Walled | 2019-09-03
SOUTH KINGSTOWN | KINGSTON CONVENIENCE MART | 2360 KINGSTOWN RD | UST-307 | Gasoline Station | 11 | 2019-08-23 | In Use | 8000 | Gasoline | Double Walled | 2019-09-03
SOUTH KINGSTOWN | KINGSTON CONVENIENCE MART | 2360 KINGSTOWN RD | UST-307 | Gasoline Station | 12 | 2019-08-23 | In Use | 4000 | Diesel | Double Walled | 2019-09-03
SOUTH KINGSTOWN | KINGSTON HILL STORE | 2528 KINGSTOWN RD | UST-541 | Commercials | 1 | 1982-04-01 | Permanently Closed | 3000 | Gasoline
SOUTH KINGSTOWN | KINGSTON HILL STORE | 2528 KINGSTOWN RD | UST-541 | Commercials | 2 | 1971-04-01 | Permanently Closed | 5000 | Gasoline
SOUTH KINGSTOWN | KINGSTON HILL STORE | 2528 KINGSTOWN RD | UST-541 | Commercials | 3 | 1969-04-01 | Permanently Closed | 4000 | Unknown
SOUTH KINGSTOWN | KINGSTON HILL STORE | 2528 KINGSTOWN RD | UST-541 | Commercials | 4 | 1988-01-01 | Permanently Closed | 4000 | Gasoline
SOUTH KINGSTOWN | KINGSTON PUMP STATION | 2940 KINGSTOWN RD | UST-1453 | City/Town Government | 1 | 1976-09-01 | Permanently Closed | 12000 | Heating Oil No.2
SOUTH KINGSTOWN | KINGSTOWN STATION INTERMODAL TRANSPORTATION FACILI | RAILROAD AVE | UST-18248 | State Government | 1 | 1984-10-09 | Permanently Closed | 1000 | Heating Oil No.2
SOUTH KINGSTOWN | KINGSTOWN STATION INTERMODAL TRANSPORTATION FACILI | RAILROAD AVE | UST-18248 | State Government | 2 | 1984-10-09 | Permanently Closed | 1500 | Heating Oil No.2
SOUTH KINGSTOWN | KULBERG RESIDENTIAL PROPERTY | 274 KENYON AVE | UST-3999 | Private Residence | 1 | 1984-10-09 | Permanently Closed | 2000 | Heating Oil No.2
SOUTH KINGSTOWN | LAMBDA CHI ALPHA FRATERNITY | 29 OLD NORTH RD | UST-18954 | Education Private | 1 | 1984-10-09 | Permanently Closed | 3000 | Heating Oil No.2
SOUTH KINGSTOWN | LAUREL LANE GOLF COURSE, INC. | 309 LAUREL LN | UST-3332 | Commercials | 1 | 1985-05-01 | Permanently Closed | 1000 | Gasoline
SOUTH KINGSTOWN | LAUREL LANE GOLF COURSE, INC. | 309 LAUREL LN | UST-3332 | Commercials | 2 | 1985-05-01 | Permanently Closed | 1000 | Diesel
SOUTH KINGSTOWN | LEHIGH GAS | 1069 KINGSTON RD | UST-15254 | Gasoline Station | 1 | 1984-10-09 | Permanently Closed | 4000 | Gasoline
SOUTH KINGSTOWN | LILY PADS PROFESSIONAL CENTER, BLDG. B | NORTH RD | UST-3610 | Commercials | 1 | 1958-08-01 | Permanently Closed | 2000 | Heating Oil No.2
SOUTH KINGSTOWN | LORD, ARMORY, HOUGHTON, PERKINS | 693 ROSE HILL RD | UST-3391 | Private Residence | 1 | 1968-12-01 | In Use | 2000 | Heating Oil No.2
SOUTH KINGSTOWN | LORENZO F. KINNEY, JR. | 2391 KINGSTOWN RD | UST-2634 | Private Residence | 1 | 1997-08-27 | In Use | 1500 | Heating Oil No.2
SOUTH KINGSTOWN | LORETTA AND STEPHEN BROOMFIELD | 2717 COMM. PERRY HWY | UST-18731 | Private Residence | 1 | 1984-10-09 | Permanently Closed | 2000 | Heating Oil No.2
SOUTH KINGSTOWN | M & M OIL, INC. | 21 COLUMBIA ST | UST-152 | Commercials | 1 | 1965-03-01 | Permanently Closed | 20000 | Heating Oil No.2
SOUTH KINGSTOWN | M & M OIL, INC. | 21 COLUMBIA ST | UST-152 | Commercials | 2 | 1972-03-01 | Permanently Closed | 20000 | Heating Oil No.2
SOUTH KINGSTOWN | M & M OIL, INC. | 21 COLUMBIA ST | UST-152 | Commercials | 3 | 1969-03-01 | Permanently Closed | 10000 | Kerosene
SOUTH KINGSTOWN | M & M OIL, INC. | 21 COLUMBIA ST | UST-152 | Commercials | 4 | 1972-03-01 | Permanently Closed | 2000 | Unknown
SOUTH KINGSTOWN | M & M OIL, INC. | 1632 KINGTOWN RD | UST-695 | Commercials | 1 | 1970-04-01 | Permanently Closed | 3000 | Gasoline
SOUTH KINGSTOWN | M & M OIL, INC. | 1632 KINGTOWN RD | UST-695 | Commercials | 3 | 1960-04-01 | Permanently Closed | 275 | Heating Oil No.2
SOUTH KINGSTOWN | M & M OIL, INC. | 1632 KINGTOWN RD | UST-695 | Commercials | 4 | 1975-04-01 | Permanently Closed | 1000 | Heating Oil No.2
SOUTH KINGSTOWN | MAIN STREET BRANCH COMPANY | 297 AMIN ST | UST-18484 | Commercials | 1 | 1984-10-09 | Permanently Closed | 2000 | Heating Oil No.2
SOUTH KINGSTOWN | MALIN BAY LLC | 2949 TOWER HILL RD | UST-2778 | Gasoline Station | 1 | 1973-03-01 | Permanently Closed | 6000 | Gasoline
SOUTH KINGSTOWN | MALIN BAY LLC | 2949 TOWER HILL RD | UST-2778 | Gasoline Station | 2 | 1973-03-01 | Permanently Closed | 4000 | Gasoline
SOUTH KINGSTOWN | MALIN BAY LLC | 2949 TOWER HILL RD | UST-2778 | Gasoline Station | 3 | 1973-03-01 | Permanently Closed | 3000 | Gasoline
SOUTH KINGSTOWN | MALIN BAY LLC | 2949 TOWER HILL RD | UST-2778 | Gasoline Station | 4 | 1973-03-01 | Permanently Closed | 1000 | Diesel
SOUTH KINGSTOWN | MALIN BAY LLC | 2949 TOWER HILL RD | UST-2778 | Gasoline Station | 5 | 1976-03-01 | Permanently Closed | 20000 | Heating Oil No.2 | Single Walled
SOUTH KINGSTOWN | MALIN BAY LLC | 2949 TOWER HILL RD | UST-2778 | Gasoline Station | 6 | 1976-03-01 | Permanently Closed | 20000 | Heating Oil No.2 | Single Walled
SOUTH KINGSTOWN | MALIN BAY LLC | 2949 TOWER HILL RD | UST-2778 | Gasoline Station | 7 | 1996-05-01 | In Use | 6000 | Gasoline | Double Walled
SOUTH KINGSTOWN | MALIN BAY LLC | 2949 TOWER HILL RD | UST-2778 | Gasoline Station | 8 | 1996-05-01 | In Use | 6000 | Gasoline | Double Walled
SOUTH KINGSTOWN | MALIN BAY LLC | 2949 TOWER HILL RD | UST-2778 | Gasoline Station | 9 | 1996-05-01 | In Use | 6000 | Gasoline | Double Walled
SOUTH KINGSTOWN | MARY B. PARSON, ESTATE OF | 73 WESTCOTE DR | UST-16018 | Private Residence | 1 | 1984-10-09 | Permanently Closed | 300 | Gasoline
SOUTH KINGSTOWN | MARY H. CUMMINGS | 110 ALLEN AVE | UST-3205 | Private Residence | 1 | 1984-10-09 | Permanently Closed | 2000 | Heating Oil No.2
SOUTH KINGSTOWN | MICHAEL WINTER | 3608 TOWER HILL RD | UST-18213 | Private Residence | 1 | 1984-10-09 | Permanently Closed | 2000 | Heating Oil No.2
SOUTH KINGSTOWN | MRS. ROWLAND ROBINSON | 600 MAIN ST | UST-2533 | Private Residence | 1 | 1984-10-01 | Permanently Closed | 2000 | Heating Oil No.2
SOUTH KINGSTOWN | MRS. ROWLAND ROBINSON | 600 MAIN ST | UST-2533 | Private Residence | 2 | 1984-10-09 | Permanently Closed | 300 | Gasoline
SOUTH KINGSTOWN | MSGR.MATTHEW CLARKE SCHOOL | 5074 TOWER HILL RD | UST-2080 | Education Private | 1 | 1967-06-01 | Permanently Closed | 10000 | Heating Oil No.2
SOUTH KINGSTOWN | NECG #68646 | 4087 TOWER HILL RD | UST-455 | Gasoline Station | 1 | 1984-04-01 | Permanently Closed | 10000 | Gasoline | Single Walled
SOUTH KINGSTOWN | NECG #68646 | 4087 TOWER HILL RD | UST-455 | Gasoline Station | 2 | 1984-04-01 | Permanently Closed | 10000 | Gasoline | Single Walled
SOUTH KINGSTOWN | NECG #68646 | 4087 TOWER HILL RD | UST-455 | Gasoline Station | 3 | 1984-04-01 | Permanently Closed | 10000 | Gasoline | Single Walled
SOUTH KINGSTOWN | NECG #68646 | 4087 TOWER HILL RD | UST-455 | Gasoline Station | 4 | 1984-04-01 | Permanently Closed | 550 | Heating Oil No.2 | Single Walled
SOUTH KINGSTOWN | NECG #68646 | 4087 TOWER HILL RD | UST-455 | Gasoline Station | 5 | 1984-10-09 | Permanently Closed | 500 | Unknown
SOUTH KINGSTOWN | NEIGHBORHOOD GUILD | 325 COLUMBIA ST | UST-1022 | City/Town Government | 1 | 1984-10-09 | Permanently Closed | 5000 | Heating Oil No.4
SOUTH KINGSTOWN | NORM'S FUEL COMPANY, LTD. | ASA POND RD | UST-999 | Commercials | 1 | 1977-04-01 | Permanently Closed | 20000 | Heating Oil No.2
SOUTH KINGSTOWN | NORTHUP'S IMPORTED CAR SERVICE | 304 MAIN ST | UST-15933 | Commercials | 1 | 1984-10-09 | Permanently Closed | 550 | Waste Oil
SOUTH KINGSTOWN | NORTHUP'S MOBIL | 1892 KINGSTOWN RD | UST-510 | Gasoline Station | 1 | 1984-10-09 | Permanently Closed | 8000 | Gasoline
SOUTH KINGSTOWN | NORTHUP'S MOBIL | 1892 KINGSTOWN RD | UST-510 | Gasoline Station | 2 | 1984-10-09 | Permanently Closed | 8000 | Gasoline
SOUTH KINGSTOWN | NORTHUP'S MOBIL | 1892 KINGSTOWN RD | UST-510 | Gasoline Station | 3 | 1984-10-09 | Permanently Closed | 6000 | Gasoline
SOUTH KINGSTOWN | NORTHUP'S MOBIL | 1892 KINGSTOWN RD | UST-510 | Gasoline Station | 4 | 1984-10-09 | Permanently Closed | 550 | Heating Oil No.2
SOUTH KINGSTOWN | NORTHUP'S MOBIL | 1892 KINGSTOWN RD | UST-510 | Gasoline Station | 5 | 1984-10-09 | Permanently Closed | 500 | Waste Oil
SOUTH KINGSTOWN | NORTHUP'S MOBIL | 1892 KINGSTOWN RD | UST-510 | Gasoline Station | 6 | 1993-10-01 | In Use | 2000 | Gasoline | Double Walled | 2015-05-08
SOUTH KINGSTOWN | NORTHUP'S MOBIL | 1892 KINGSTOWN RD | UST-510 | Gasoline Station | 7 | 1993-10-01 | In Use | 10000 | Gasoline | Double Walled | 2015-05-08
SOUTH KINGSTOWN | NORTHUP'S MOBIL | 1892 KINGSTOWN RD | UST-510 | Gasoline Station | 8 | 1993-10-01 | In Use | 8000 | Gasoline | Double Walled | 2015-05-08
SOUTH KINGSTOWN | NORTHUP'S MOBIL | 1892 KINGSTOWN RD | UST-510 | Gasoline Station | 9 | 1993-10-01 | In Use | 4000 | Diesel | Double Walled | 2015-05-08
SOUTH KINGSTOWN | OVERBROOK INC., IMMACULATE CONCEPTION ACADEMY | 4780 TOWER HILL RD | UST-3134 | Education Private | 1 | 1987-07-01 | Permanently Closed | 1000 | Heating Oil No.2
SOUTH KINGSTOWN | OVERBROOK INC., IMMACULATE CONCEPTION ACADEMY | 4780 TOWER HILL RD | UST-3134 | Education Private | 2 | 1987-07-01 | Permanently Closed | 1000 | Heating Oil No.2
SOUTH KINGSTOWN | OVERBROOK INC., IMMACULATE CONCEPTION ACADEMY | 4780 TOWER HILL RD | UST-3134 | Education Private | 3 | 1984-10-09 | Permanently Closed | 5000 | Heating Oil No.4
SOUTH KINGSTOWN | OVERBROOK INC., IMMACULATE CONCEPTION ACADEMY | 4780 TOWER HILL RD | UST-3134 | Education Private | 4 | 1984-10-09 | Permanently Closed | 1000 | Heating Oil No.2
SOUTH KINGSTOWN | OVERBROOK INC., IMMACULATE CONCEPTION ACADEMY | 4780 TOWER HILL RD | UST-3134 | Education Private | 5 | 1984-10-09 | Permanently Closed | 275 | Heating Oil No.2
SOUTH KINGSTOWN | OVERBROOK INC., IMMACULATE CONCEPTION ACADEMY | 4780 TOWER HILL RD | UST-3134 | Education Private | 6 | 1984-10-09 | Permanently Closed | 4000 | Heating Oil No.2
SOUTH KINGSTOWN | OVERBROOK INC., IMMACULATE CONCEPTION ACADEMY | 4780 TOWER HILL RD | UST-3134 | Education Private | 7 | 1984-10-09 | Permanently Closed | 275 | Heating Oil No.2
SOUTH KINGSTOWN | OVERBROOK INC., IMMACULATE CONCEPTION ACADEMY | 4780 TOWER HILL RD | UST-3134 | Education Private | 8 | 1984-10-09 | Permanently Closed | 1000 | Gasoline
SOUTH KINGSTOWN | PALISADES, LTD. | P.O. BOX 7 1080 KINGSTOWN RD | UST-1812 | Commercials | 1 | 1976-08-01 | Permanently Closed | 10000 | Heating Oil No.2
SOUTH KINGSTOWN | PATSY'S HALL | 518 HIGH ST | UST-2864 | Commercials | 1 | 1984-10-09 | Permanently Closed | 275 | Heating Oil No.2
SOUTH KINGSTOWN | PATSY'S HALL | 518 HIGH ST | UST-2864 | Commercials | 2 | 1984-10-09 | Permanently Closed | 1500 | Heating Oil No.2
SOUTH KINGSTOWN | PATSY'S HALL | 518 HIGH ST | UST-2864 | Commercials | 3 | 1984-10-09 | Permanently Closed | 1000 | Heating Oil No.2
SOUTH KINGSTOWN | PEACE DALE ELEMENTARY SCHOOL | 59 KERSEY RD | UST-268 | Education - Town | 1 | 1977-03-01 | Permanently Closed | 2000 | Heating Oil No.2
SOUTH KINGSTOWN | PEACEDALE MILL COMPLEX | 1425 KINGSTOWN RD | UST-3476 | Commercials | 1 | 1964-11-01 | Permanently Closed | 7000 | Heating Oil No.4
SOUTH KINGSTOWN | PEACEDALE OFFICE BUILDING | 1058 KINGSTOWN RD | UST-1023 | City/Town Government | 1 | 1950-04-01 | Permanently Closed | 2000 | Heating Oil No.2
SOUTH KINGSTOWN | PEACEDALE OFFICE BUILDING | 1058 KINGSTOWN RD | UST-1023 | City/Town Government | 2 | 1984-10-09 | Permanently Closed | 2000 | Heating Oil No.2
SOUTH KINGSTOWN | PHI SIGMA KAPPA FRATERNITY | 22 UPPER COLLEGE RD | UST-18953 | Education Private | 1 | 1984-10-09 | Permanently Closed | 500 | Heating Oil No.2
SOUTH KINGSTOWN | PITCHERS GARAGE | 2196 POST RD | UST-131 | Gasoline Station | 1 | 1963-03-01 | Permanently Closed | 3000 | Gasoline
SOUTH KINGSTOWN | PITCHERS GARAGE | 2196 POST RD | UST-131 | Gasoline Station | 2 | 1963-03-01 | Permanently Closed | 4000 | Gasoline
SOUTH KINGSTOWN | PITCHERS GARAGE | 2196 POST RD | UST-131 | Gasoline Station | 3 | 1963-03-01 | Permanently Closed | 4000 | Gasoline
SOUTH KINGSTOWN | PITCHERS GARAGE | 2196 POST RD | UST-131 | Gasoline Station | 4 | 1971-03-01 | Permanently Closed | 4000 | Gasoline
SOUTH KINGSTOWN | POINT JUDITH MARINA, LLC | 360 GOOSEBERRY RD | UST-139 | Gasoline Station | 1 | 1983-03-01 | Permanently Closed | 5000 | Gasoline
SOUTH KINGSTOWN | POINT JUDITH MARINA, LLC | 360 GOOSEBERRY RD | UST-139 | Gasoline Station | 2 | 1983-03-01 | Permanently Closed | 5000 | Gasoline
SOUTH KINGSTOWN | POINT JUDITH MARINA, LLC | 360 GOOSEBERRY RD | UST-139 | Gasoline Station | 3 | 1983-03-01 | Permanently Closed | 5000 | Diesel
SOUTH KINGSTOWN | POINT JUDITH MARINA, LLC | 360 GOOSEBERRY RD | UST-139 | Gasoline Station | 4 | 1983-03-01 | Permanently Closed | 5000 | Diesel
SOUTH KINGSTOWN | POINT JUDITH MARINA, LLC | 360 GOOSEBERRY RD | UST-139 | Gasoline Station | 5 | 1998-10-21 | In Use | 5000 | Diesel | Double Walled | 2019-07-17
SOUTH KINGSTOWN | POINT JUDITH MARINA, LLC | 360 GOOSEBERRY RD | UST-139 | Gasoline Station | 6 | 1998-10-21 | In Use | 5000 | Diesel | Double Walled | 2019-07-17
SOUTH KINGSTOWN | POINT JUDITH MARINA, LLC | 360 GOOSEBERRY RD | UST-139 | Gasoline Station | 7 | 1998-10-21 | In Use | 5000 | Gasoline | Double Walled | 2019-07-17
SOUTH KINGSTOWN | PROUT SCHOOL, THE | 4640 TOWER HILL RD | UST-3518 | Education Private | 1 | 1967-02-01 | Permanently Closed | 15000 | Heating Oil No.4
SOUTH KINGSTOWN | QUATTRO'S | 2095 KINGSTOWN RD | UST-19235 | Commercials | 1 | 1984-10-09 | Permanently Closed | 1000 | Heating Oil No.2
SOUTH KINGSTOWN | RAM POINT MARINA | 2 WILLIAM SCHMID DR | UST-315 | Commercials | 1 | 1960-03-01 | Permanently Closed | 3000 | Gasoline
SOUTH KINGSTOWN | RAM POINT MARINA | 2 WILLIAM SCHMID DR | UST-315 | Commercials | 2 | 1960-03-01 | Permanently Closed | 2000 | Diesel
SOUTH KINGSTOWN | RAZORS G.B.B. TIRE STORE | 228 ROBINSON ST | UST-19039 | Commercials | 1 | 1984-10-09 | Permanently Closed | 300 | Waste Oil
SOUTH KINGSTOWN | RESIDENCE - MICHAEL JOHNSON | 33 HILL RD | UST-4706 | Private Residence | 1 | 1984-10-09 | Permanently Closed | 1000 | Heating Oil No.2 | Single Walled
SOUTH KINGSTOWN | RICHARD JOHNSON | 250 ROCKWOOD LN | UST-3422 | Private Residence | 1 | 1984-10-09 | In Use | 2000 | Heating Oil No.2
SOUTH KINGSTOWN | RITE-WAY AUTO SERVICE, INC. | 259 MAIN ST | UST-272 | Commercials | 1 | 1940-04-01 | Permanently Closed | 3000 | Gasoline
SOUTH KINGSTOWN | RITE-WAY AUTO SERVICE, INC. | 259 MAIN ST | UST-272 | Commercials | 2 | 1940-04-01 | Permanently Closed | 3000 | Gasoline
SOUTH KINGSTOWN | RITE-WAY AUTO SERVICE, INC. | 259 MAIN ST | UST-272 | Commercials | 3 | 1940-04-01 | Permanently Closed | 3000 | Other
SOUTH KINGSTOWN | RITE-WAY AUTO SERVICE, INC. | 259 MAIN ST | UST-272 | Commercials | 4 | 1940-04-01 | Permanently Closed | 5000 | Gasoline
SOUTH KINGSTOWN | RITE-WAY AUTO SERVICE, INC. | 259 MAIN ST | UST-272 | Commercials | 5 | 1940-04-01 | Permanently Closed | 500 | Other
SOUTH KINGSTOWN | RITE-WAY AUTO SERVICE, INC. | 259 MAIN ST | UST-272 | Commercials | 6 | 1940-04-01 | Permanently Closed | 500 | Other
SOUTH KINGSTOWN | RITE-WAY AUTO SERVICE, INC. | 259 MAIN ST | UST-272 | Commercials | 7 | 1940-04-01 | Permanently Closed | 500 | Waste Oil
SOUTH KINGSTOWN | RITE-WAY AUTO SERVICE, INC. | 259 MAIN ST | UST-272 | Commercials | 8 | 1940-04-01 | Permanently Closed | 3000 | Other
SOUTH KINGSTOWN | RIVER WALK REAL ESTATE INVESTMENTS, LLC | 323 MAIN ST | UST-4385 | Commercials | 1 | 1984-10-09 | Permanently Closed | 1000 | Heating Oil No.2
SOUTH KINGSTOWN | RIVER WALK REAL ESTATE INVESTMENTS, LLC | 323 MAIN ST | UST-4385 | Commercials | 2 | 1984-10-09 | Permanently Closed | 1000 | Heating Oil No.2
SOUTH KINGSTOWN | ROBERT E. ROUNDS | 613 MINISTERIAL RD | UST-2359 | Private Residence | 1 | 1978-08-01 | In Use | 2000 | Heating Oil No.2
SOUTH KINGSTOWN | ROL-FLO ENGINEERING, INC. | LIBERTY LN | UST-2597 | Commercials | 1 | 1984-10-09 | Permanently Closed | 5000 | Heating Oil No.2
SOUTH KINGSTOWN | ROL-FLO ENGINEERING, INC. | LIBERTY LN | UST-2597 | Commercials | 2 | 1984-10-09 | Permanently Closed | 8000 | Hazardous Substance
SOUTH KINGSTOWN | ROMAINE C. NICHOLS | 3619 TOWER HILL RD | UST-18385 | Private Residence | 1 | 1984-10-09 | Permanently Closed | 2000 | Heating Oil No.2
SOUTH KINGSTOWN | ROSE HILL REGIONAL TRANSFER STATION | 163 ROSE HILL RD | UST-1455 | City/Town Government | 1 | 1983-09-01 | Permanently Closed | 2000 | Heating Oil No.2
SOUTH KINGSTOWN | RUSSELL H. JOHNSON | 1701 MINISTERIAL RD | UST-2852 | Private Residence | 1 | 1961-10-01 | Permanently Closed | 2000 | Heating Oil No.2
SOUTH KINGSTOWN | S. KINGSTOWN PUBLIC LIBRARY | 2605 KINGSTOWN RD | UST-1816 | City/Town Government | 1 | 1956-04-01 | Permanently Closed | 1000 | Heating Oil No.2
SOUTH KINGSTOWN | SALT POND SEWAGE PUMP STATION | 131 SALT POND RD | UST-3786 | City/Town Government | 1 | 1978-03-01 | Permanently Closed | 750 | Diesel
SOUTH KINGSTOWN | SCALLOP SHELL NURSING HOME INC | 981 KINGSTOWN RD | UST-2849 | Industrial | 1 | 1975-10-01 | Permanently Closed | 5000 | Heating Oil No.2
SOUTH KINGSTOWN | SERVICE IMPORTS LTD. DBA PIERCE IMPORTS | 1965 KINGSTOWN RD | UST-3211 | Commercials | 1 | 1969-06-01 | Permanently Closed | 1000 | Heating Oil No.2 | Single Walled
SOUTH KINGSTOWN | SERVICE IMPORTS LTD. DBA PIERCE IMPORTS | 1965 KINGSTOWN RD | UST-3211 | Commercials | 2 | 1970-06-01 | Permanently Closed | 500 | Heating Oil No.2
SOUTH KINGSTOWN | SERVICE IMPORTS LTD. DBA PIERCE IMPORTS | 1965 KINGSTOWN RD | UST-3211 | Commercials | 3 | 1970-06-01 | Permanently Closed | 2000 | Gasoline
SOUTH KINGSTOWN | SHADOW FARMS CONDOMINIUMS | KINGSTOWN RD | UST-15324 | Other | 1 | 1984-10-09 | Permanently Closed | 1000 | Heating Oil No.2
SOUTH KINGSTOWN | SHADOW FARMS CONDOMINIUMS | KINGSTOWN RD | UST-15324 | Other | 2 | 1984-10-09 | Permanently Closed | 1000 | Heating Oil No.2
SOUTH KINGSTOWN | SHADY ACRES NURSING HOME | P.O. BOX 484 | UST-2558 | Other | 1 | 1973-04-01 | Permanently Closed | 1000 | Heating Oil No.2
SOUTH KINGSTOWN | SIGMA ALPHA EPSILON | 69 UPPER COLLEGE RD | UST-19248 | Education Private | 1 | 1984-10-09 | Permanently Closed | 1000 | Heating Oil No.2
SOUTH KINGSTOWN | SIGMA PI FRATERNITY | 2 FRATERNITY CIR | UST-18956 | Education Private | 1 | 1984-10-09 | Permanently Closed | 2000 | Heating Oil No.2
SOUTH KINGSTOWN | SILVER SPRING MARINE | 362 POND ST | UST-119 | Commercials | 1 | 1973-03-01 | Permanently Closed | 3000 | Gasoline
SOUTH KINGSTOWN | SILVER SPRING MARINE | 362 POND ST | UST-119 | Commercials | 2 | 1973-03-01 | Permanently Closed | 1000 | Gasoline
SOUTH KINGSTOWN | SNUG HARBOR MARINA, INC. | 410 GOOSEBERRY RD | UST-1841 | Commercials | 1 | 1980-06-01 | Permanently Closed | 10000 | Gasoline | Single Walled
SOUTH KINGSTOWN | SNUG HARBOR MARINA, INC. | 410 GOOSEBERRY RD | UST-1841 | Commercials | 2 | 1968-04-01 | Permanently Closed | 5000 | Gasoline
SOUTH KINGSTOWN | SNUG HARBOR MARINA, INC. | 410 GOOSEBERRY RD | UST-1841 | Commercials | 3 | 1968-04-01 | Permanently Closed | 5000 | Diesel
SOUTH KINGSTOWN | SNUG HARBOR MARINA, INC. | 410 GOOSEBERRY RD | UST-1841 | Commercials | 4 | 1968-04-01 | Permanently Closed | 2000 | Diesel
SOUTH KINGSTOWN | SNUG HARBOR MARINA, INC. | 410 GOOSEBERRY RD | UST-1841 | Commercials | 5 | 1987-06-01 | Permanently Closed | 5000 | Diesel | Single Walled
SOUTH KINGSTOWN | SNUG HARBOR MARINA, INC. | 410 GOOSEBERRY RD | UST-1841 | Commercials | 6 | 1984-10-09 | Permanently Closed | 275 | Kerosene
SOUTH KINGSTOWN | SOUTH BAY MANOR | 1959 KINGSTOWN RD | UST-3210 | Commercials | 1 | 1987-05-01 | Permanently Closed | 1000 | Diesel
SOUTH KINGSTOWN | SOUTH BAY MANOR | 1959 KINGSTOWN RD | UST-3210 | Commercials | 2 | 1984-10-09 | Permanently Closed | 500 | Gasoline
SOUTH KINGSTOWN | SOUTH BAY MANOR | 1959 KINGSTOWN RD | UST-3210 | Commercials | 3 | 1984-10-09 | Permanently Closed | 500 | Heating Oil No.2
SOUTH KINGSTOWN | SOUTH COUNTY ART ASSOCIATION | 2587 KINGSTOWN RD | UST-18413 | Other | 1 | 1984-10-09 | Permanently Closed | 1000 | Heating Oil No.2
SOUTH KINGSTOWN | SOUTH COUNTY HOSPITAL | 100 KENYON AVE | UST-2857 | Commercials | 1 | 1970-10-01 | Permanently Closed | 1500 | Heating Oil No.2
SOUTH KINGSTOWN | SOUTH COUNTY HOSPITAL | 100 KENYON AVE | UST-2857 | Commercials | 2 | 1977-10-01 | Permanently Closed | 3000 | Diesel
SOUTH KINGSTOWN | SOUTH COUNTY HOSPITAL | 100 KENYON AVE | UST-2857 | Commercials | 3 | 1980-10-01 | Permanently Closed | 10000 | Heating Oil No.2 | Single Walled
SOUTH KINGSTOWN | SOUTH COUNTY HOSPITAL | 100 KENYON AVE | UST-2857 | Commercials | 4 | 1988-05-01 | Permanently Closed | 3000 | Heating Oil No.2
SOUTH KINGSTOWN | SOUTH COUNTY HOSPITAL | 100 KENYON AVE | UST-2857 | Commercials | 5 | 1984-10-09 | Permanently Closed | 1500 | Heating Oil No.2
SOUTH KINGSTOWN | SOUTH COUNTY HOSPITAL | 100 KENYON AVE | UST-2857 | Commercials | 6 | 1998-12-16 | In Use | 3000 | Heating Oil No.2 | Double Walled
SOUTH KINGSTOWN | SOUTH COUNTY HOSPITAL | 100 KENYON AVE | UST-2857 | Commercials | 7 | 1984-10-09 | Permanently Closed | 1000 | Heating Oil No.2
SOUTH KINGSTOWN | SOUTH KINGSTON HOUSING AUTHORITY | 364 CURTIS CORNER RD | UST-15724 | Other | 1 | 1984-10-09 | Permanently Closed | 8000 | Heating Oil No.2
SOUTH KINGSTOWN | SOUTH KINGSTON HOUSING AUTHORITY | 364 CURTIS CORNER RD | UST-15724 | Other | 2 | 1984-10-09 | Permanently Closed | 8000 | Heating Oil No.2
SOUTH KINGSTOWN | SOUTH KINGSTON HOUSING AUTHORITY | 364 CURTIS CORNER RD | UST-15724 | Other | 3 | 1984-10-09 | Permanently Closed | 8000 | Heating Oil No.2
SOUTH KINGSTOWN | SOUTH KINGSTOWN HIGH SCHOOL | 215 COLUMBIA ST | UST-269 | Education - Town | 1 | 1955-03-01 | Permanently Closed | 10000 | Heating Oil No.2
SOUTH KINGSTOWN | SOUTH KINGSTOWN HIGH SCHOOL | 215 COLUMBIA ST | UST-269 | Education - Town | 2 | 1960-03-01 | Permanently Closed | 500 | Diesel
SOUTH KINGSTOWN | SOUTH KINGSTOWN HOUSING AUTHORITY | 480 HIGH ST | UST-15917 | Commercials | 1 | 1974-05-01 | Permanently Closed | 3000 | Heating Oil No.2
SOUTH KINGSTOWN | SOUTH KINGSTOWN HOUSING AUTHORITY | 480 HIGH ST | UST-15917 | Commercials | 2 | 1974-05-01 | Permanently Closed | 3000 | Heating Oil No.2
SOUTH KINGSTOWN | SOUTH KINGSTOWN HOUSING AUTHORITY | 480 HIGH ST | UST-15917 | Commercials | 3 | 1974-05-01 | Permanently Closed | 3000 | Heating Oil No.2
SOUTH KINGSTOWN | SOUTH KINGSTOWN JUNIOR HIGH SCHOOL | 301 CURTIS CORNER RD | UST-266 | Education - Town | 1 | 1965-03-01 | Permanently Closed | 10000 | Heating Oil No.6
SOUTH KINGSTOWN | SOUTH KINGSTOWN JUNIOR HIGH SCHOOL | 301 CURTIS CORNER RD | UST-266 | Education - Town | 2 | 1965-03-01 | Permanently Closed | 500 | Diesel
SOUTH KINGSTOWN | SOUTH KINGSTOWN LODGE OF ELKS | 60 BELMONT ST | UST-18377 | Other | 1 | 1984-10-09 | Permanently Closed | 500 | Heating Oil No.2
SOUTH KINGSTOWN | SOUTH KINGSTOWN POLICE DEPARTMENT | 509 COMM. O.H. PERRY HWY | UST-833 | City/Town Government | 1 | 1966-04-01 | Permanently Closed | 4000 | Gasoline
SOUTH KINGSTOWN | SOUTH KINGSTOWN POLICE DEPARTMENT | 509 COMM. O.H. PERRY HWY | UST-833 | City/Town Government | 2 | 1984-10-09 | Permanently Closed | 500 | Gasoline
SOUTH KINGSTOWN | SOUTH KINGSTOWN POLICE DEPARTMENT | 509 COMM. O.H. PERRY HWY | UST-833 | City/Town Government | 3 | 1966-04-01 | Permanently Closed | 550 | Diesel
SOUTH KINGSTOWN | SOUTH KINGSTOWN SENIOR CENTER | 35 ST. DOMINIC RD | UST-19035 | City/Town Government | 1 | 1984-10-09 | Permanently Closed | 500 | Heating Oil No.2
SOUTH KINGSTOWN | SOUTH KINGSTOWN TOWN HALL & ANNEX | 180 HIGH ST | UST-1817 | City/Town Government | 1 | 1961-04-01 | Permanently Closed | 1000 | Heating Oil No.2
SOUTH KINGSTOWN | SOUTH KINGSTOWN TOWN HALL & ANNEX | 180 HIGH ST | UST-1817 | City/Town Government | 2 | 1978-04-01 | Permanently Closed | 1000 | Heating Oil No.2
SOUTH KINGSTOWN | SOUTH KINGSTOWN TOWN HALL & ANNEX | 180 HIGH ST | UST-1817 | City/Town Government | 3 | 1989-03-01 | Permanently Closed | 1000 | Heating Oil No.2
SOUTH KINGSTOWN | SOUTH KINGSTOWN TOWN HALL & ANNEX | 180 HIGH ST | UST-1817 | City/Town Government | 4 | 1984-10-09 | Permanently Closed | 1000 | Gasoline
SOUTH KINGSTOWN | SOUTH KINGSTOWN TOWN HALL & ANNEX | 180 HIGH ST | UST-1817 | City/Town Government | 5 | 1984-10-09 | Permanently Closed | 1000 | Gasoline
SOUTH KINGSTOWN | SOUTH KINGSTOWN TOWN HALL & ANNEX | 180 HIGH ST | UST-1817 | City/Town Government | 6 | 1990-06-01 | Permanently Closed | 2500 | Heating Oil No.2 | Double Walled
SOUTH KINGSTOWN | SOUTH KINGSTOWN WWTF | SILVER LAKE AVE | UST-1454 | City/Town Government | 1 | 1976-09-01 | Permanently Closed | 12000 | Heating Oil No.2
SOUTH KINGSTOWN | SOUTH KINGSTOWN XTRA FUELS | 72 OLD TOWER HILL RD | UST-585 | Gasoline Station | 1 | 1972-04-01 | Permanently Closed | 6000 | Gasoline
SOUTH KINGSTOWN | SOUTH KINGSTOWN XTRA FUELS | 72 OLD TOWER HILL RD | UST-585 | Gasoline Station | 2 | 1972-04-01 | Permanently Closed | 6000 | Diesel
SOUTH KINGSTOWN | SOUTH KINGSTOWN XTRA FUELS | 72 OLD TOWER HILL RD | UST-585 | Gasoline Station | 3 | 1972-04-01 | Permanently Closed | 8000 | Gasoline
SOUTH KINGSTOWN | SOUTH KINGSTOWN XTRA FUELS | 72 OLD TOWER HILL RD | UST-585 | Gasoline Station | 4 | 1997-07-15 | Permanently Closed | 6000 | Diesel | Single Walled
SOUTH KINGSTOWN | SOUTH KINGSTOWN XTRA FUELS | 72 OLD TOWER HILL RD | UST-585 | Gasoline Station | 5 | 1997-07-15 | Permanently Closed | 8000 | Gasoline | Single Walled
SOUTH KINGSTOWN | SOUTH KINGSTOWN XTRA FUELS | 72 OLD TOWER HILL RD | UST-585 | Gasoline Station | 6 | 1997-07-15 | Permanently Closed | 8000 | Gasoline | Single Walled
SOUTH KINGSTOWN | SOUTH KINGSTOWN XTRA FUELS | 72 OLD TOWER HILL RD | UST-585 | Gasoline Station | 7 | 2017-11-08 | In Use | 6000 | Diesel | Double Walled | 2017-11-17
SOUTH KINGSTOWN | SOUTH KINGSTOWN XTRA FUELS | 72 OLD TOWER HILL RD | UST-585 | Gasoline Station | 8 | 2017-11-08 | In Use | 8000 | Gasoline | Double Walled | 2017-11-17
SOUTH KINGSTOWN | SOUTH KINGSTOWN XTRA FUELS | 72 OLD TOWER HILL RD | UST-585 | Gasoline Station | 9 | 2017-11-08 | In Use | 8000 | Gasoline | Double Walled | 2017-11-17
SOUTH KINGSTOWN | SOUTH ROAD ELEMENTARY SCHOOL | 1157 SOUTH RD | UST-265 | Education - Town | 1 | 1965-03-01 | Permanently Closed | 10000 | Heating Oil No.2
SOUTH KINGSTOWN | SOUTH ROAD ELEMENTARY SCHOOL | 1157 SOUTH RD | UST-265 | Education - Town | 2 | 1965-03-01 | Permanently Closed | 500 | Diesel
SOUTH KINGSTOWN | SPEEDCRAFT VOLKSWAGEN, INC. | 104 TOWER HILL RD | UST-533 | Commercials | 1 | 1975-04-01 | Permanently Closed | 500 | Waste Oil
SOUTH KINGSTOWN | SPEEDCRAFT VOLKSWAGEN, INC. | 104 TOWER HILL RD | UST-533 | Commercials | 2 | 1984-10-09 | Permanently Closed | 1000 | Heating Oil No.2
SOUTH KINGSTOWN | ST. DOMINIC SAVIO YOUTH CENTER | 211A BROAD ROCK RD | UST-2061 | Other | 1 | 1956-08-01 | Permanently Closed | 2000 | Heating Oil No.2
SOUTH KINGSTOWN | ST. DOMINIC SAVIO YOUTH CENTER | 211A BROAD ROCK RD | UST-2061 | Other | 2 | 1984-10-09 | Permanently Closed | 1000 | Heating Oil No.2
SOUTH KINGSTOWN | ST. DOMINIC SAVIO YOUTH CENTER | 211A BROAD ROCK RD | UST-2061 | Other | 3 | 1984-10-09 | Permanently Closed | 1000 | Gasoline
SOUTH KINGSTOWN | ST. FRANCIS OF ASSISI CHURCH | 114 HIGH ST | UST-18357 | Other | 1 | 1984-10-09 | Permanently Closed | 5000 | Heating Oil No.2
SOUTH KINGSTOWN | ST. FRANCIS OF ASSISI CHURCH | 114 HIGH ST | UST-18357 | Other | 2 | 1984-10-09 | Permanently Closed | 500 | Heating Oil No.2
SOUTH KINGSTOWN | ST. FRANCIS OF ASSISI CHURCH | 114 HIGH ST | UST-18357 | Other | 3 | 1984-10-09 | Permanently Closed | 4000 | Heating Oil No.2
SOUTH KINGSTOWN | ST. FRANCIS OF ASSISI CHURCH | 114 HIGH ST | UST-18357 | Other | 4 | 1984-10-09 | Permanently Closed | 2500 | Heating Oil No.2
SOUTH KINGSTOWN | STEPHEN & KIM JOHNSON | 2020 SOUTH COUNTY TRL | UST-3094 | Private Residence | 1 | 1984-10-09 | In Use | 2000 | Heating Oil No.2
SOUTH KINGSTOWN | STEPPING STONES KINDERGARTEN | 30 SPRING ST | UST-264 | Education - Town | 1 | 1955-03-01 | Permanently Closed | 500 | Heating Oil No.2
SOUTH KINGSTOWN | STONE COVE MARINA | 134 SALT POND RD | UST-117 | Commercials | 1 | 1970-03-01 | Permanently Closed | 4000 | Gasoline
SOUTH KINGSTOWN | SUNOCO #0006-1044 | 491 MAIN ST | UST-635 | Gasoline Station | 1 | 1970-11-01 | Permanently Closed | 4000 | Gasoline
SOUTH KINGSTOWN | SUNOCO #0006-1044 | 491 MAIN ST | UST-635 | Gasoline Station | 2 | 1970-11-01 | Permanently Closed | 4000 | Gasoline
SOUTH KINGSTOWN | SUNOCO #0006-1044 | 491 MAIN ST | UST-635 | Gasoline Station | 3 | 1981-11-01 | Permanently Closed | 6000 | Gasoline
SOUTH KINGSTOWN | SUNOCO #0006-1044 | 491 MAIN ST | UST-635 | Gasoline Station | 4 | 1959-11-01 | Permanently Closed | 550 | Waste Oil
SOUTH KINGSTOWN | SUNOCO #0006-1044 | 491 MAIN ST | UST-635 | Gasoline Station | 5 | 1959-11-01 | Permanently Closed | 550 | Heating Oil No.2
SOUTH KINGSTOWN | TAU EPSILON PHI FRATERNITY | 50 CAMPUS AVE | UST-18955 | Education Private | 1 | 1984-10-09 | Permanently Closed | 1000 | Heating Oil No.2
SOUTH KINGSTOWN | TAU KAPPA EPSILON FRATERNITY | 29 LOWER COLLEGE RD | UST-18951 | Education Private | 1 | 1984-10-09 | Permanently Closed | 1000 | Heating Oil No.2
SOUTH KINGSTOWN | TAVERN HALL CLUB | 1800 SOUTH RD | UST-2464 | Commercials | 1 | 1950-04-01 | Permanently Closed | 2000 | Heating Oil No.2
SOUTH KINGSTOWN | TAYLOR'S STORE | RTE 138 & LIBERTY LN | UST-508 | Commercials | 1 | 1984-10-09 | Permanently Closed | 5000 | Gasoline
SOUTH KINGSTOWN | TAYLOR'S STORE | RTE 138 & LIBERTY LN | UST-508 | Commercials | 2 | 1984-10-09 | Permanently Closed | 5000 | Diesel
SOUTH KINGSTOWN | TAYLOR'S STORE | RTE 138 & LIBERTY LN | UST-508 | Commercials | 3 | 1984-10-09 | Permanently Closed | 3000 | Gasoline
SOUTH KINGSTOWN | TAYLOR'S STORE | RTE 138 & LIBERTY LN | UST-508 | Commercials | 4 | 1984-10-09 | Permanently Closed | 2000 | Gasoline
SOUTH KINGSTOWN | TAYLOR'S STORE | RTE 138 & LIBERTY LN | UST-508 | Commercials | 5 | 1984-10-09 | Permanently Closed | 1000 | Gasoline
SOUTH KINGSTOWN | TECHNICAL INDUSTRIES, INC. | 217 CHURCH ST | UST-1735 | Industrial | 1 | 1979-01-01 | Permanently Closed | 950 | Diesel
SOUTH KINGSTOWN | TECHNICAL INDUSTRIES, INC. | 217 CHURCH ST | UST-1735 | Industrial | 2 | 1973-01-01 | Permanently Closed | 1000 | Heating Oil No.2
SOUTH KINGSTOWN | TIBBITS FARM, INC. | LIBERTY LN | UST-145 | Farm | 1 | 1975-03-01 | Permanently Closed | 2000 | Diesel
SOUTH KINGSTOWN | TIBBITS FARM, INC. | LIBERTY LN | UST-145 | Farm | 2 | 1965-03-01 | Permanently Closed | 750 | Gasoline
SOUTH KINGSTOWN | TIBBITS FARM, INC. | LIBERTY LN | UST-145 | Farm | 3 | 1955-03-01 | Permanently Closed | 500 | Gasoline
SOUTH KINGSTOWN | TIERNAN PROPERTY | 466 WOODRUFF AVE | UST-3885 | Commercials | 1 | 1984-10-09 | Permanently Closed | 1000 | Heating Oil No.2
SOUTH KINGSTOWN | TIERNAN PROPERTY | 466 WOODRUFF AVE | UST-3885 | Commercials | 2 | 1984-10-09 | Permanently Closed | 1000 | Heating Oil No.2
SOUTH KINGSTOWN | TOWN & COUNTRY TRANSPORTATION | 45 FAIRGROUNDS RD | UST-36 | Commercials | 1 | 1985-03-01 | Permanently Closed | 4000 | Gasoline
SOUTH KINGSTOWN | TOWN & COUNTRY TRANSPORTATION | 45 FAIRGROUNDS RD | UST-36 | Commercials | 2 | 1984-10-09 | Permanently Closed | 3000 | Gasoline
SOUTH KINGSTOWN | TOWN & COUNTRY TRANSPORTATION | 45 FAIRGROUNDS RD | UST-36 | Commercials | 3 | 1984-10-09 | Permanently Closed | 3000 | Unknown
SOUTH KINGSTOWN | TOWN & COUNTRY TRANSPORTATION | 45 FAIRGROUNDS RD | UST-36 | Commercials | 4 | 1984-10-09 | Permanently Closed | 1000 | Heating Oil No.2
SOUTH KINGSTOWN | TRT HEATING PRODUCTS, INC. | 604 LIBERTY LN/P.O. BOX 308 | UST-2148 | Commercials | 1 | 1960-09-01 | Permanently Closed | 5000 | Heating Oil No.2
SOUTH KINGSTOWN | TRT HEATING PRODUCTS, INC. | 604 LIBERTY LN/P.O. BOX 308 | UST-2148 | Commercials | 2 | 1979-09-01 | Permanently Closed | 1000 | Heating Oil No.2
SOUTH KINGSTOWN | U.R.I. CAMPUS - KEANEY GYM | KEANEY ACCESS RD | UST-15684 | Education State | 1 | 1954-10-01 | Permanently Closed | 20000 | Heating Oil No.6
SOUTH KINGSTOWN | U.R.I. CAMPUS - KEANEY GYM | KEANEY ACCESS RD | UST-15684 | Education State | 2 | 1984-10-09 | Permanently Closed | 275 | Heating Oil No.2
SOUTH KINGSTOWN | U.R.I. DEPOT | PHYSICAL PLANT GARAGE | UST-3541 | State Government | 1 | 1992-10-01 | Permanently Closed | 12000 | Diesel | Double Walled
SOUTH KINGSTOWN | U.R.I. DEPOT | PHYSICAL PLANT GARAGE | UST-3541 | State Government | 2 | 1992-10-01 | Permanently Closed | 12000 | Gasoline | Double Walled
SOUTH KINGSTOWN | U.S.P.S. | 101 BRIAR LN | UST-2214 | Federal Government | 1 | 1969-08-01 | Permanently Closed | 1000 | Heating Oil No.2
SOUTH KINGSTOWN | U.S.P.S. | 9 ROBINSON ST | UST-2232 | Federal Government | 1 | 1984-10-09 | In Use | 2000 | Heating Oil No.2
SOUTH KINGSTOWN | U.S.P.S. | 1696 KINGSTOWN RD | UST-2236 | Federal Government | 1 | 1962-01-01 | In Use | 1000 | Heating Oil No.2
SOUTH KINGSTOWN | UNION FIRE DISTICT/SO. KINGSTOWN STA.#1 | 460 HIGH ST | UST-3450 | City/Town Government | 1 | 1980-11-01 | Permanently Closed | 1000 | Gasoline
SOUTH KINGSTOWN | UNION FIRE DISTICT/SO. KINGSTOWN STA.#1 | 460 HIGH ST | UST-3450 | City/Town Government | 2 | 1980-11-01 | Permanently Closed | 1000 | Diesel
SOUTH KINGSTOWN | UNION FIRE DISTICT/SO. KINGSTOWN STA.#1 | 460 HIGH ST | UST-3450 | City/Town Government | 3 | 1970-09-01 | Permanently Closed | 1000 | Heating Oil No.2
SOUTH KINGSTOWN | UNION FIRE DISTICT/SO. KINGSTOWN STA.#1 | 460 HIGH ST | UST-3450 | City/Town Government | 4 | 1992-09-01 | In Use | 1000 | Heating Oil No.2
SOUTH KINGSTOWN | UNION FIRE DISTRICT/SO. KINGSTOWN STA #3 | 36 SCHOOL ST | UST-3451 | City/Town Government | 1 | 1980-11-01 | In Use | 500 | Heating Oil No.2
SOUTH KINGSTOWN | UNION FIRE DISTRICT/SO. KINGSTOWN STA #7 | 49 SCHOOLHOUSE RD | UST-3452 | City/Town Government | 1 | 1979-11-01 | In Use | 1000 | Heating Oil No.2
SOUTH KINGSTOWN | UNION FIRE DISTRICT/SO. KINGSTOWN STA #8 | 1116 MINISTERIAL RD | UST-3453 | City/Town Government | 1 | 1979-11-01 | Permanently Closed | 1000 | Heating Oil No.2
SOUTH KINGSTOWN | UNION FIRE DISTRICT/SO. KINGSTOWN STA #9 | 390 FAIRGROUND RD | UST-3454 | City/Town Government | 1 | 1979-11-01 | Permanently Closed | 1000 | Heating Oil No.2
SOUTH KINGSTOWN | UNIVERSITY GARDENS | ROLEN ST | UST-15618 | Other | 1 | 1984-10-09 | Permanently Closed | 2000 | Heating Oil No.2
SOUTH KINGSTOWN | UNIVERSITY GARDENS | ROLEN ST | UST-15618 | Other | 2 | 1984-10-09 | Permanently Closed | 2000 | Heating Oil No.2
SOUTH KINGSTOWN | UNIVERSITY GARDENS | ROLEN ST | UST-15618 | Other | 3 | 1984-10-09 | Permanently Closed | 2000 | Heating Oil No.2
SOUTH KINGSTOWN | UNIVERSITY GARDENS | ROLEN ST | UST-15618 | Other | 4 | 1984-10-09 | Permanently Closed | 3000 | Heating Oil No.2
SOUTH KINGSTOWN | UNIVERSITY OF R.I. - MEMORIAL UNION | UNIVERSITY OF RHODE ISLAND | UST-1457 | Education State | 1 | 1984-08-01 | Permanently Closed | 500 | Heating Oil No.2
SOUTH KINGSTOWN | UNIVERSITY OF RHODE ISLAND | AGRONOMY | UST-3045 | Education State | 1 | 1997-04-22 | Permanently Closed | 500 | Heating Oil No.2
SOUTH KINGSTOWN | UNIVERSITY OF RHODE ISLAND | AGRONOMY | UST-3045 | Education State | 2 | 1980-04-01 | Permanently Closed | 275 | Heating Oil No.2
SOUTH KINGSTOWN | UNIVERSITY OF RHODE ISLAND | AGRONOMY | UST-3045 | Education State | 3 | 1980-04-01 | Permanently Closed | 275 | Heating Oil No.2
SOUTH KINGSTOWN | UNIVERSITY OF RHODE ISLAND | AGRONOMY | UST-3045 | Education State | 4 | 1984-10-09 | Permanently Closed | 2000 | Gasoline
SOUTH KINGSTOWN | UNIVERSITY OF RHODE ISLAND | GENERATOR (30 ACRES) | UST-3046 | Education State | 1 | 1977-04-01 | Permanently Closed | 2000 | Heating Oil No.2
SOUTH KINGSTOWN | UNIVERSITY OF RHODE ISLAND | TURF FARM | UST-3047 | Education State | 1 | 1960-04-01 | Permanently Closed | 500 | Heating Oil No.2
SOUTH KINGSTOWN | UNIVERSITY OF RHODE ISLAND | ANIMAL FACILITY | UST-3048 | Education State | 1 | 1966-04-01 | Permanently Closed | 5000 | Heating Oil No.2
SOUTH KINGSTOWN | UNIVERSITY OF RHODE ISLAND | ATHLETIC WORKSHED | UST-3049 | Education State | 1 | 1997-04-22 | Permanently Closed | 275 | Heating Oil No.2
SOUTH KINGSTOWN | UNIVERSITY OF RHODE ISLAND | ATHLETIC WORKSHED | UST-3049 | Education State | 2 | 1997-04-22 | Permanently Closed | 275 | Heating Oil No.2
SOUTH KINGSTOWN | UNIVERSITY OF RHODE ISLAND | CHILD DEVELOPMENT CTR | UST-3050 | Education State | 1 | 1958-04-01 | Permanently Closed | 1000 | Heating Oil No.2
SOUTH KINGSTOWN | UNIVERSITY OF RHODE ISLAND | MAIN HEATING PLANT | UST-3051 | Education State | 1 | 1966-04-01 | Permanently Closed | 25000 | Heating Oil No.6
SOUTH KINGSTOWN | UNIVERSITY OF RHODE ISLAND | MAIN HEATING PLANT | UST-3051 | Education State | 2 | 1966-04-01 | Permanently Closed | 25000 | Heating Oil No.6
SOUTH KINGSTOWN | UNIVERSITY OF RHODE ISLAND | MAIN HEATING PLANT | UST-3051 | Education State | 3 | 1966-04-01 | Permanently Closed | 25000 | Heating Oil No.6
SOUTH KINGSTOWN | UNIVERSITY OF RHODE ISLAND | MAIN HEATING PLANT | UST-3051 | Education State | 4 | 1966-04-01 | Permanently Closed | 8000 | Heating Oil No.2
SOUTH KINGSTOWN | UNIVERSITY OF RHODE ISLAND | MAIN HEATING PLANT | UST-3051 | Education State | 5 | 1984-10-09 | Permanently Closed | 100 | Gasoline
SOUTH KINGSTOWN | UNIVERSITY OF RHODE ISLAND | MAIN HEATING PLANT | UST-3051 | Education State | 6 | 1984-10-09 | Permanently Closed | 500 | Gasoline
SOUTH KINGSTOWN | UNIVERSITY OF RHODE ISLAND | INTERNATIONAL HOUSE | UST-3052 | Education State | 1 | 1997-04-20 | Permanently Closed | 1000 | Heating Oil No.2
SOUTH KINGSTOWN | UNIVERSITY OF RHODE ISLAND | MEAD FIELD HOUSE | UST-3053 | Education State | 1 | 1935-04-01 | Permanently Closed | 1000 | Heating Oil No.2
SOUTH KINGSTOWN | UNIVERSITY OF RHODE ISLAND | WHITE HALL | UST-3054 | Education State | 1 | 1977-04-01 | Permanently Closed | 5000 | Heating Oil No.2
SOUTH KINGSTOWN | UNIVERSITY OF RHODE ISLAND | LIBRARY | UST-3055 | Education State | 1 | 1974-04-01 | Permanently Closed | 550 | Diesel
SOUTH KINGSTOWN | UNIVERSITY OF RHODE ISLAND | PECKHAM (INCINERATOR) | UST-3056 | Education State | 1 | 1976-04-01 | Permanently Closed | 500 | Heating Oil No.2
SOUTH KINGSTOWN | UNIVERSITY OF RHODE ISLAND | FOOD AND NUTRITION LAB | UST-3057 | Education State | 1 | 1960-04-01 | Permanently Closed | 5000 | Heating Oil No.2
SOUTH KINGSTOWN | UNIVERSITY OF RHODE ISLAND | SHERMAN BUILDING | UST-3551 | Education State | 1 | 1936-03-01 | Permanently Closed | 5000 | Heating Oil No.4
SOUTH KINGSTOWN | UNIVERSITY OF RHODE ISLAND | SHERMAN BUILDING | UST-3551 | Education State | 2 | 1971-03-01 | Permanently Closed | 15000 | Heating Oil No.4
SOUTH KINGSTOWN | UNIVERSITY OF RHODE ISLAND | SHERMAN BUILDING | UST-3551 | Education State | 3 | 1971-03-01 | Permanently Closed | 15000 | Heating Oil No.4
SOUTH KINGSTOWN | UNIVERSITY OF RHODE ISLAND | SHERMAN BUILDING | UST-3551 | Education State | 4 | 1965-03-01 | Permanently Closed | 5000 | Heating Oil No.4
SOUTH KINGSTOWN | UNIVERSITY OF RHODE ISLAND | SHERMAN BUILDING | UST-3551 | Education State | 5 | 1984-10-09 | Permanently Closed | 1000 | Heating Oil No.2
SOUTH KINGSTOWN | UNIVERSITY OF RHODE ISLAND | TAFT HALL | UST-16102 | State Government | 1 | 1984-10-09 | Permanently Closed | 200 | Hazardous Substance
SOUTH KINGSTOWN | UNIVERSITY OF RHODE ISLAND (SIGMA NU FRATERNITY) | 79 UPPER COLLEGE RD | UST-18770 | Education State | 1 | 1984-10-09 | Permanently Closed | 500 | Heating Oil No.2
SOUTH KINGSTOWN | UNIVERSITY OF RHODE ISLAND (SIGMA NU FRATERNITY) | 79 UPPER COLLEGE RD | UST-18770 | Education State | 2 | 1984-10-09 | Permanently Closed | 1000 | Gasoline
SOUTH KINGSTOWN | UNIVERSITY OF RHODE ISLAND DEPOT | 60 TOOTELL RD | UST-1277 | State Government | 1 | 1977-05-01 | Permanently Closed | 10000 | Gasoline
SOUTH KINGSTOWN | UNIVERSITY OF RHODE ISLAND DEPOT | 60 TOOTELL RD | UST-1277 | State Government | 2 | 1977-05-01 | Permanently Closed | 5000 | Gasoline
SOUTH KINGSTOWN | UNIVERSITY OF RHODE ISLAND DEPOT | 60 TOOTELL RD | UST-1277 | State Government | 3 | 1980-05-01 | Permanently Closed | 5000 | Diesel
SOUTH KINGSTOWN | UNIVERSITY OF RHODE ISLAND DEPOT | 60 TOOTELL RD | UST-1277 | State Government | 4 | 1992-10-01 | Permanently Closed | 12000 | Gasoline | Double Walled
SOUTH KINGSTOWN | UNIVERSITY OF RHODE ISLAND DEPOT | 60 TOOTELL RD | UST-1277 | State Government | 5 | 1992-09-28 | Permanently Closed | 12000 | Diesel | Double Walled
SOUTH KINGSTOWN | UNIVERSITY OF RHODE ISLAND DEPOT | 60 TOOTELL RD | UST-1277 | State Government | 6 | 1984-10-09 | Permanently Closed | 1000 | Gasoline
SOUTH KINGSTOWN | UNIVERSITY OF RHODE ISLAND-CATHOLIC CNTR | CHAPEL RD | UST-2024 | Education State | 1 | 1966-06-01 | Permanently Closed | 2000 | Heating Oil No.2
SOUTH KINGSTOWN | UNIVERSITY OF RHODE ISLAND/CONTIGUOUS | 523 PLAINS RD | UST-4850 | Education State | 1 | null | Permanently Closed | 1000 | Heating Oil No.2
SOUTH KINGSTOWN | UNIVERSITY OF RHODE ISLAND/NORTH RD. SCHOOL | NORTH RD | UST-18850 | Education State | 1 | 1984-10-09 | Permanently Closed | 1000 | Unknown
SOUTH KINGSTOWN | URI - WASHBURN HALL PARKING LOT | UPPER COLLEGE ROAD | UST-4724 | Education State | 1 | 1984-10-09 | Permanently Closed | 1000 | Heating Oil No.2 | Single Walled
SOUTH KINGSTOWN | URI - WASHBURN HALL PARKING LOT | UPPER COLLEGE ROAD | UST-4724 | Education State | 2 | 1984-10-09 | Permanently Closed | 2000 | Heating Oil No.2
SOUTH KINGSTOWN | URI KINGSTON CAMPUS | HEATHMAN HALL DORMITORY | UST-18502 | Education State | 1 | 1984-10-09 | Permanently Closed | 500 | Heating Oil No.2
SOUTH KINGSTOWN | URI PROPERTY (VACANT LOT) | 3057 KINGSTON RD | UST-18569 | Education State | 1 | 1984-10-09 | Permanently Closed | 1000 | Heating Oil No.2
SOUTH KINGSTOWN | VERIZON GARAGE | 2979 TOWER HILL RD | UST-1218 | Commercials | 1 | 1967-05-01 | Permanently Closed | 5000 | Gasoline
SOUTH KINGSTOWN | VERIZON GARAGE | 2979 TOWER HILL RD | UST-1218 | Commercials | 2 | 1967-05-01 | Permanently Closed | 275 | Waste Oil
SOUTH KINGSTOWN | VERIZON GARAGE | 2979 TOWER HILL RD | UST-1218 | Commercials | 3 | 1967-05-01 | Permanently Closed | 1000 | Heating Oil No.2
SOUTH KINGSTOWN | VERIZON GARAGE | 2979 TOWER HILL RD | UST-1218 | Commercials | 4 | 1987-01-01 | Permanently Closed | 1000 | Heating Oil No.2
SOUTH KINGSTOWN | VERIZON NEW ENGLAND, INC. (RI 321307) | 95 MAIN ST | UST-1198 | Commercials | 1 | 1984-10-09 | Permanently Closed | 2000 | Heating Oil No.2
SOUTH KINGSTOWN | VERIZON NEW ENGLAND, INC. (RI 321307) | 95 MAIN ST | UST-1198 | Commercials | 2 | 1994-08-01 | In Use | 4000 | Diesel | Double Walled | 2015-07-20
SOUTH KINGSTOWN | VERIZON NEW ENGLAND, INC. (RI 321307) | 95 MAIN ST | UST-1198 | Commercials | 3 | 1984-10-09 | Permanently Closed | 4000 | Diesel
SOUTH KINGSTOWN | WAKECO SERVICE CENTER | 1250 KINGSTOWN RD | UST-3064 | Commercials | 1 | 1969-05-01 | Permanently Closed | 1000 | Diesel
SOUTH KINGSTOWN | WAKECO SERVICE CENTER | 1250 KINGSTOWN RD | UST-3064 | Commercials | 2 | 1976-05-01 | Permanently Closed | 3000 | Gasoline
SOUTH KINGSTOWN | WAKECO SERVICE CENTER | 1250 KINGSTOWN RD | UST-3064 | Commercials | 3 | 1976-05-01 | Permanently Closed | 2000 | Gasoline
SOUTH KINGSTOWN | WAKECO SERVICE CENTER | 1250 KINGSTOWN RD | UST-3064 | Commercials | 4 | 1984-10-09 | Permanently Closed | 1000 | Diesel
SOUTH KINGSTOWN | WAKEFIELD BRANCH FUEL COMPANY | 45 CHURCH ST | UST-410 | Commercials | 1 | 1981-04-01 | Permanently Closed | 2000 | Diesel
SOUTH KINGSTOWN | WAKEFIELD BRANCH FUEL COMPANY | 45 CHURCH ST | UST-410 | Commercials | 2 | 1984-10-09 | Permanently Closed | 2000 | Gasoline
SOUTH KINGSTOWN | WAKEFIELD BRANCH FUEL COMPANY | 592 MAIN ST | UST-411 | Gasoline Station | 1 | 1945-04-01 | Permanently Closed | 2500 | Gasoline
SOUTH KINGSTOWN | WAKEFIELD BRANCH FUEL COMPANY | 592 MAIN ST | UST-411 | Gasoline Station | 2 | 1945-04-01 | Permanently Closed | 2500 | Gasoline
SOUTH KINGSTOWN | WAKEFIELD BRANCH FUEL COMPANY | 592 MAIN ST | UST-411 | Gasoline Station | 3 | 1945-04-01 | Permanently Closed | 2500 | Gasoline
SOUTH KINGSTOWN | WAKEFIELD ELEMENTARY SCHOOL | 101 HIGH ST | UST-267 | Education - Town | 1 | 1965-03-01 | Permanently Closed | 10000 | Heating Oil No.2
SOUTH KINGSTOWN | WAKEFIELD ELEMENTARY SCHOOL | 101 HIGH ST | UST-267 | Education - Town | 2 | 1965-03-01 | Permanently Closed | 500 | Diesel
SOUTH KINGSTOWN | WAKEFIELD GULF | 270 MAIN ST | UST-1067 | Gasoline Station | 1 | 1981-04-01 | Permanently Closed | 8000 | Gasoline | Single Walled
SOUTH KINGSTOWN | WAKEFIELD GULF | 270 MAIN ST | UST-1067 | Gasoline Station | 2 | 1981-04-01 | Permanently Closed | 8000 | Gasoline | Single Walled
SOUTH KINGSTOWN | WAKEFIELD GULF | 270 MAIN ST | UST-1067 | Gasoline Station | 3 | 1981-04-01 | Permanently Closed | 8000 | Gasoline | Single Walled
SOUTH KINGSTOWN | WAKEFIELD GULF | 270 MAIN ST | UST-1067 | Gasoline Station | 4 | 1981-04-01 | Permanently Closed | 8000 | Diesel | Single Walled
SOUTH KINGSTOWN | WAKEFIELD GULF | 270 MAIN ST | UST-1067 | Gasoline Station | 5 | 1981-04-01 | Permanently Closed | 750 | Waste Oil | Single Walled
SOUTH KINGSTOWN | WAKEFIELD GULF | 270 MAIN ST | UST-1067 | Gasoline Station | 6 | 1981-04-01 | Permanently Closed | 550 | Heating Oil No.2
SOUTH KINGSTOWN | WAKEFIELD GULF | 270 MAIN ST | UST-1067 | Gasoline Station | 7 | 1983-04-01 | Permanently Closed | 2000 | Diesel
SOUTH KINGSTOWN | WAKEFIELD LIQUORS, INC. | 667 KINGSTOWN RD | UST-4247 | Commercials | 1 | 1984-10-09 | Permanently Closed | 550 | Heating Oil No.2 | Single Walled
SOUTH KINGSTOWN | WAKEFIELD LIQUORS, INC. | 667 KINGSTOWN RD | UST-4247 | Commercials | 2 | 1984-10-09 | Permanently Closed | 550 | Heating Oil No.2 | Single Walled
SOUTH KINGSTOWN | WAKEFIELD LIQUORS, INC. | 667 KINGSTOWN RD | UST-4247 | Commercials | 3 | 1984-10-09 | Permanently Closed | 550 | Heating Oil No.2
SOUTH KINGSTOWN | WAKEFIELD LIQUORS, INC. | 667 KINGSTOWN RD | UST-4247 | Commercials | 4 | 1984-10-09 | Permanently Closed | 550 | Heating Oil No.2
SOUTH KINGSTOWN | WAKEFIELD MOBIL | 2 MAIN ST | UST-1504 | Gasoline Station | 1 | 1968-04-01 | Permanently Closed | 500 | Waste Oil
SOUTH KINGSTOWN | WAKEFIELD MOBIL | 2 MAIN ST | UST-1504 | Gasoline Station | 2 | 1968-04-01 | Permanently Closed | 500 | Heating Oil No.2
SOUTH KINGSTOWN | WAKEFIELD MOBIL | 2 MAIN ST | UST-1504 | Gasoline Station | 3 | 1968-04-01 | Permanently Closed | 6000 | Gasoline
SOUTH KINGSTOWN | WAKEFIELD MOBIL | 2 MAIN ST | UST-1504 | Gasoline Station | 4 | 1992-05-01 | Permanently Closed | 10000 | Gasoline | Double Walled
SOUTH KINGSTOWN | WAKEFIELD MOBIL | 2 MAIN ST | UST-1504 | Gasoline Station | 5 | 1968-04-01 | Permanently Closed | 6000 | Gasoline
SOUTH KINGSTOWN | WAKEFIELD MOBIL | 2 MAIN ST | UST-1504 | Gasoline Station | 6 | 1992-05-01 | Permanently Closed | 10000 | Gasoline | Double Walled
SOUTH KINGSTOWN | WAKEFIELD MOBIL | 2 MAIN ST | UST-1504 | Gasoline Station | 7 | 1979-04-01 | Permanently Closed | 6000 | Gasoline
SOUTH KINGSTOWN | WAKEFIELD MOBIL | 2 MAIN ST | UST-1504 | Gasoline Station | 8 | 1992-05-01 | Permanently Closed | 10000 | Gasoline | Double Walled
SOUTH KINGSTOWN | WAKEFIELD MOBIL | 2 MAIN ST | UST-1504 | Gasoline Station | 9 | 1979-04-01 | Permanently Closed | 6000 | Gasoline
SOUTH KINGSTOWN | WAKEFIELD MOBIL | 2 MAIN ST | UST-1504 | Gasoline Station | 10 | 1984-10-09 | Permanently Closed | 3000 | Unknown
SOUTH KINGSTOWN | WAKEFIELD MOBIL | 2 MAIN ST | UST-1504 | Gasoline Station | 11 | 1984-10-09 | Permanently Closed | 3000 | Unknown
SOUTH KINGSTOWN | WAKEFIELD MOBIL | 2 MAIN ST | UST-1504 | Gasoline Station | 12 | 1984-10-09 | Permanently Closed | 3000 | Unknown
SOUTH KINGSTOWN | WAKEFIELD MOBIL | 2 MAIN ST | UST-1504 | Gasoline Station | 13 | 1984-10-09 | Permanently Closed | 500 | Unknown
SOUTH KINGSTOWN | WAKEFIELD POST OFFICE | 238 ROBINSON ST | UST-15870 | Other | 1 | 1984-10-09 | Permanently Closed | 2000 | Heating Oil No.2
SOUTH KINGSTOWN | WAKEFIELD SERVICE | 186 MAIN ST | UST-2779 | Gasoline Station | 1 | 1974-03-01 | Permanently Closed | 6000 | Gasoline
SOUTH KINGSTOWN | WAKEFIELD SERVICE | 186 MAIN ST | UST-2779 | Gasoline Station | 2 | 1974-03-01 | Permanently Closed | 3000 | Kerosene
SOUTH KINGSTOWN | WAKEFIELD SERVICE | 186 MAIN ST | UST-2779 | Gasoline Station | 3 | 1974-03-01 | Permanently Closed | 4000 | Gasoline
SOUTH KINGSTOWN | WAKEFIELD SERVICE | 186 MAIN ST | UST-2779 | Gasoline Station | 4 | 1974-03-01 | Permanently Closed | 2000 | Gasoline
SOUTH KINGSTOWN | WAKEFIELD SERVICE | 186 MAIN ST | UST-2779 | Gasoline Station | 5 | 1984-10-09 | Permanently Closed | 500 | Waste Oil
SOUTH KINGSTOWN | WAKEFIELD SERVICE | 186 MAIN ST | UST-2779 | Gasoline Station | 6 | 1984-10-09 | Permanently Closed | 500 | Heating Oil No.2
SOUTH KINGSTOWN | WAKEFIELD SERVICE | 186 MAIN ST | UST-2779 | Gasoline Station | 7 | 1999-02-09 | In Use | 6000 | Gasoline | Double Walled | 1999-02-09
SOUTH KINGSTOWN | WAKEFIELD SERVICE | 186 MAIN ST | UST-2779 | Gasoline Station | 8 | 1999-02-09 | In Use | 6000 | Gasoline | Double Walled | 1999-02-09
SOUTH KINGSTOWN | WAKEFIELD SERVICE | 186 MAIN ST | UST-2779 | Gasoline Station | 9 | 1999-02-09 | In Use | 6000 | Gasoline | Double Walled | 1999-02-09
SOUTH KINGSTOWN | WEBSTER'S GARAGE | 1455 1/2 BROAD ROCK RD | UST-15224 | Commercials | 1 | 1984-10-09 | Permanently Closed | 2000 | Gasoline
SOUTH KINGSTOWN | WEST KINGSTON BAPTIST CHURCH | 263 WAITED CORNER RD | UST-18584 | Other | 1 | 1984-10-09 | Permanently Closed | 1000 | Heating Oil No.2
SOUTH KINGSTOWN | WEST KINGSTON POST OFFICE | 3484 KINGSTOWN RD | UST-16510 | Other | 1 | 1984-10-09 | Permanently Closed | 1000 | Heating Oil No.2
SOUTH KINGSTOWN | WEST KINGSTON XTRA MART | 3411 KINGSTOWN RD | UST-574 | Gasoline Station | 1 | 1984-10-09 | Permanently Closed | 4000 | Gasoline
SOUTH KINGSTOWN | WEST KINGSTON XTRA MART | 3411 KINGSTOWN RD | UST-574 | Gasoline Station | 2 | 1984-10-09 | Permanently Closed | 2000 | Gasoline
SOUTH KINGSTOWN | WEST KINGSTON XTRA MART | 3411 KINGSTOWN RD | UST-574 | Gasoline Station | 3 | 1984-10-09 | Permanently Closed | 1000 | Gasoline
SOUTH KINGSTOWN | WEST KINGSTON XTRA MART | 3411 KINGSTOWN RD | UST-574 | Gasoline Station | 4 | 1984-10-09 | Permanently Closed | 1000 | Gasoline
SOUTH KINGSTOWN | WEST KINGSTON XTRA MART | 3411 KINGSTOWN RD | UST-574 | Gasoline Station | 5 | 1984-10-09 | Permanently Closed | 275 | Kerosene
SOUTH KINGSTOWN | WEST KINGSTON XTRA MART | 3411 KINGSTOWN RD | UST-574 | Gasoline Station | 6 | 1989-07-01 | In Use | 8000 | Gasoline | Double Walled | 2017-12-18
SOUTH KINGSTOWN | WEST KINGSTON XTRA MART | 3411 KINGSTOWN RD | UST-574 | Gasoline Station | 7 | 1989-07-01 | In Use | 8000 | Gasoline | Double Walled | 2017-12-18
SOUTH KINGSTOWN | WILFRID L. GATES | 67-B NARRAGANSETT AVE | UST-3504 | Private Residence | 1 | 1969-04-01 | Illegally Closed | 2200 | Heating Oil No.2
TIVERTON | 14 PAUL TERRACE RESIDENCE | 14 PAUL TERRACE | UST-4774 | Private Residence | 1 | 1984-10-09 | Permanently Closed | 2000 | Heating Oil No.2 | Single Walled
TIVERTON | AL LITCHFIELD PROPERTY | 100 RIVERSIDE DR | UST-19113 | Private Residence | 1 | 1984-10-09 | Permanently Closed | 5000 | Heating Oil No.2
TIVERTON | ALAN'S UPHOLSTERY | 2298 MAIN RD | UST-18997 | Commercials | 1 | 1984-10-09 | Permanently Closed | 1000 | Gasoline
TIVERTON | ALAN'S UPHOLSTERY | 2298 MAIN RD | UST-18997 | Commercials | 2 | 1984-10-09 | Permanently Closed | 2000 | Gasoline
TIVERTON | ALAN'S UPHOLSTERY | 2298 MAIN RD | UST-18997 | Commercials | 3 | 1984-10-09 | Permanently Closed | 2000 | Gasoline
TIVERTON | AMERICAN DREAM OF TIVERTON, INC | 400 MAIN RD | UST-577 | Gasoline Station | 1 | 1981-04-01 | Permanently Closed | 10000 | Gasoline
TIVERTON | AMERICAN DREAM OF TIVERTON, INC | 400 MAIN RD | UST-577 | Gasoline Station | 2 | 1981-04-01 | Permanently Closed | 10000 | Gasoline
TIVERTON | AMERICAN DREAM OF TIVERTON, INC | 400 MAIN RD | UST-577 | Gasoline Station | 3 | 1981-04-01 | Permanently Closed | 5000 | Gasoline
TIVERTON | AMERICAN DREAM OF TIVERTON, INC | 400 MAIN RD | UST-577 | Gasoline Station | 4 | 1981-04-01 | Permanently Closed | 5000 | Gasoline
TIVERTON | AMERICAN DREAM OF TIVERTON, INC | 400 MAIN RD | UST-577 | Gasoline Station | 5 | 2002-04-08 | In Use | 12000 | Gasoline | Double Walled | 2022-04-26
TIVERTON | AMERICAN DREAM OF TIVERTON, INC | 400 MAIN RD | UST-577 | Gasoline Station | 6 | 2002-04-08 | In Use | 4000 | Gasoline | Double Walled | 2022-04-26
TIVERTON | AMERICAN DREAM OF TIVERTON, INC | 400 MAIN RD | UST-577 | Gasoline Station | 7 | 2002-04-08 | In Use | 4000 | Diesel | Double Walled | 2022-04-26
TIVERTON | AMICABLE CHURCH | 3736 MAIN RD | UST-16910 | Other | 1 | 1984-10-09 | Permanently Closed | 1000 | Heating Oil No.2
TIVERTON | AQUIDNECK PRINTING | 549 MAIN RD | UST-17337 | Commercials | 1 | 1984-10-09 | Permanently Closed | 1000 | Gasoline
TIVERTON | AQUIDNECK PRINTING | 549 MAIN RD | UST-17337 | Commercials | 2 | 1984-10-09 | Permanently Closed | 1000 | Gasoline
TIVERTON | AQUIDNECK PRINTING | 549 MAIN RD | UST-17337 | Commercials | 3 | 1984-10-09 | Permanently Closed | 1000 | Gasoline
TIVERTON | ARNOLD HOME | 1013 SEAPOWET AVE | UST-18635 | Private Residence | 1 | 1984-10-09 | Permanently Closed | 2000 | Heating Oil No.2
TIVERTON | ARTHUR & BEVERLY LOPES | 286 EAST RD | UST-16022 | Private Residence | 1 | 1984-10-09 | Permanently Closed | 2000 | Gasoline
TIVERTON | ARTHUR & BEVERLY LOPES | 286 EAST RD | UST-16022 | Private Residence | 2 | 1984-10-09 | Permanently Closed | 1000 | Heating Oil No.2
TIVERTON | BANK OF NEWPORT | 1740 MAIN RD | UST-3649 | Commercials | 1 | 1976-07-01 | Permanently Closed | 2000 | Heating Oil No.2
TIVERTON | BANK OF NEWPORT | 614 MAIN RD | UST-18027 | Commercials | 1 | 1984-10-09 | Permanently Closed | 1500 | Heating Oil No.2
TIVERTON | BERDIC MOTORCYCLES | 15 WILLIAM CANNING BLVD | UST-16400 | Commercials | 1 | 1984-10-09 | Permanently Closed | 3000 | Heating Oil No.2
TIVERTON | BOURNE MILL COMPLEX | 844 STATE AVE | UST-4227 | Commercials | 1 | 1984-10-09 | Permanently Closed | 3000 | Heating Oil No.2
TIVERTON | BUILDING | 2 CRANDALL RD | UST-18187 | Commercials | 1 | 1988-01-07 | Permanently Closed | 500 | Heating Oil No.2
TIVERTON | BURNS PROPERTY | 3883 MAIN RD | UST-4888 | Commercials | 1 | null | Permanently Closed | 1000 | Gasoline
TIVERTON | BURNS PROPERTY | 3883 MAIN RD | UST-4888 | Commercials | 2 | null | Permanently Closed | 1000 | Gasoline
TIVERTON | CAVACA SERVICE STATION | 4048 MAIN RD | UST-16520 | Gasoline Station | 1 | 1984-10-09 | Permanently Closed | 1000 | Gasoline
TIVERTON | CAVACA SERVICE STATION | 4048 MAIN RD | UST-16520 | Gasoline Station | 2 | 1984-10-09 | Permanently Closed | 2000 | Gasoline
TIVERTON | CHURCH OF THE HOLY GHOST | 311 HOOPER ST | UST-2035 | Education Private | 1 | 1984-06-01 | Permanently Closed | 2000 | Heating Oil No.2
TIVERTON | CHURCH OF THE HOLY GHOST | 311 HOOPER ST | UST-2035 | Education Private | 3 | 1960-06-01 | In Use | 1000 | Heating Oil No.2
TIVERTON | CLAIRE LAPRE RESIDENTIAL PROPERTY | 122 HURST LN | UST-4089 | Private Residence | 1 | 1984-10-09 | Permanently Closed | 1000 | Gasoline
TIVERTON | COACHMAN | 1215 MAIN RD | UST-16959 | Commercials | 1 | 1984-10-09 | Permanently Closed | 4000 | Heating Oil No.2
TIVERTON | COACHMAN | 1215 MAIN RD | UST-16959 | Commercials | 2 | 1984-10-09 | Permanently Closed | 4000 | Heating Oil No.2
TIVERTON | COACHMAN | 1215 MAIN RD | UST-16959 | Commercials | 3 | 1984-10-09 | Permanently Closed | 1000 | Heating Oil No.2
TIVERTON | COMMERCIAL BUILDING | 80 MAIN ST | UST-4356 | Commercials | 1 | 1984-10-09 | Permanently Closed | 1000 | Heating Oil No.2
TIVERTON | CORDEIRO - AGUIAR COMMERCIAL PROPERTY | 110 BAY ST | UST-4393 | Commercials | 1 | 1984-10-09 | Permanently Closed | 1500 | Gasoline
TIVERTON | CORDEIRO - AGUIAR COMMERCIAL PROPERTY | 110 BAY ST | UST-4393 | Commercials | 2 | 1984-10-09 | Permanently Closed | 1500 | Gasoline
TIVERTON | CORDEIRO - AGUIAR COMMERCIAL PROPERTY | 110 BAY ST | UST-4393 | Commercials | 3 | 1984-10-09 | Permanently Closed | 1500 | Gasoline
TIVERTON | DANNY'S SERVICE | 99 CRANDALL RD | UST-3601 | Gasoline Station | 1 | 1983-07-01 | Permanently Closed | 3000 | Gasoline
TIVERTON | DANNY'S SERVICE | 99 CRANDALL RD | UST-3601 | Gasoline Station | 2 | 1983-07-01 | Permanently Closed | 3000 | Gasoline
TIVERTON | DANNY'S SERVICE | 99 CRANDALL RD | UST-3601 | Gasoline Station | 3 | 1983-07-01 | Permanently Closed | 4000 | Gasoline
TIVERTON | DANNY'S SERVICE | 99 CRANDALL RD | UST-3601 | Gasoline Station | 4 | 1983-07-01 | Permanently Closed | 4000 | Gasoline
TIVERTON | DANNY'S SERVICE | 99 CRANDALL RD | UST-3601 | Gasoline Station | 5 | 1983-07-01 | Permanently Closed | 4000 | Gasoline
TIVERTON | DANNY'S SERVICE | 99 CRANDALL RD | UST-3601 | Gasoline Station | 6 | 1984-07-01 | Permanently Closed | 2000 | Diesel
TIVERTON | DANNY'S SERVICE | 99 CRANDALL RD | UST-3601 | Gasoline Station | 7 | 1996-11-01 | Permanently Closed | 12000 | Gasoline | Double Walled | 2019-02-08
TIVERTON | DANNY'S SERVICE | 99 CRANDALL RD | UST-3601 | Gasoline Station | 8 | 1996-11-01 | Permanently Closed | 8000 | Diesel | Double Walled | 2019-02-08
TIVERTON | DANNY'S SERVICE | 99 CRANDALL RD | UST-3601 | Gasoline Station | 9 | 1996-11-01 | Permanently Closed | 2000 | Gasoline | Double Walled | 2019-02-08
TIVERTON | DEFORITIS RESIDENTIAL PROPERTY | 46 CAMPION AVE | UST-4321 | Private Residence | 1 | 1984-10-09 | Permanently Closed | 2000 | Heating Oil No.2
TIVERTON | DELUCA LTD. | 683 NECK RD | UST-3503 | Private Residence | 1 | 1984-10-09 | Permanently Closed | 4000 | Heating Oil No.2 | Single Walled
TIVERTON | DONALD & PATRICIA SNELL | 127 BULGARMARSH RD | UST-16759 | Private Residence | 1 | 1984-10-09 | Permanently Closed | 2000 | Heating Oil No.2
TIVERTON | DR. M. ABIRI | NANNAQUAKET RD | UST-16237 | Private Residence | 1 | 1957-05-01 | Permanently Closed | 1000 | Heating Oil No.2
TIVERTON | DR. TURNER | 569 NANAQUAKET RD | UST-16612 | Private Residence | 1 | 1984-10-09 | Permanently Closed | 2000 | Heating Oil No.2
TIVERTON | EAST TIVERTON FIRE STATION NO. 3 | 45 CRANDALL ST | UST-3344 | City/Town Government | 1 | 1975-05-01 | Permanently Closed | 1000 | Diesel
TIVERTON | EDWARD BENTO MILK TRANSPORTATION | 551 MAIN RD | UST-1794 | Commercials | 1 | 1978-08-01 | Permanently Closed | 4500 | Diesel
TIVERTON | EDWARD BENTO MILK TRANSPORTATION | 551 MAIN RD | UST-1794 | Commercials | 2 | 1978-08-01 | Permanently Closed | 4500 | Diesel
TIVERTON | EDWARD MCANDREWS RESIDENCE | 651 OLD COLONY TERRACE | UST-4729 | Private Residence | 1 | 1984-10-09 | Permanently Closed | 2000 | Heating Oil No.2 | Single Walled
TIVERTON | EMILY BITAR PROPERTY | 30 BROADVIEW RD | UST-4904 | Private Residence | 1 | 1973-01-01 | Permanently Closed | 2500 | Heating Oil No.2
TIVERTON | ESMOND WATER SYSTEMS | 793 MAIN RD | UST-4769 | Commercials | 1 | 1984-10-09 | Permanently Closed | 1300 | Heating Oil No.2 | Single Walled
TIVERTON | ESTATE OF ANTONE MEDERIOS | 92 STAFFORD RD | UST-4206 | Private Residence | 1 | 1984-10-09 | Permanently Closed | 2000 | Heating Oil No.2
TIVERTON | FEROLBINK FARMS, INC. | FOGLAND RD | UST-2943 | Farm | 1 | 1985-01-01 | Permanently Closed | 2000 | Gasoline
TIVERTON | FEROLBINK FARMS, INC. | FOGLAND RD | UST-2943 | Farm | 2 | 1975-01-01 | Permanently Closed | 2000 | Diesel
TIVERTON | FORMER SEASIDE FUEL | 1837 MAIN RD | UST-453 | City/Town Government | 1 | 1972-04-01 | Permanently Closed | 6000 | Gasoline
TIVERTON | FORMER SEASIDE FUEL | 1837 MAIN RD | UST-453 | City/Town Government | 2 | 1972-04-01 | Permanently Closed | 6000 | Gasoline
TIVERTON | FORMER SEASIDE FUEL | 1837 MAIN RD | UST-453 | City/Town Government | 3 | 1990-11-01 | Permanently Closed | 6000 | Gasoline | Double Walled
TIVERTON | FORMER SEASIDE FUEL | 1837 MAIN RD | UST-453 | City/Town Government | 4 | 1972-04-01 | Permanently Closed | 6000 | Gasoline
TIVERTON | FORMER SEASIDE FUEL | 1837 MAIN RD | UST-453 | City/Town Government | 5 | 1990-11-01 | Permanently Closed | 6000 | Gasoline | Double Walled
TIVERTON | FORMER SEASIDE FUEL | 1837 MAIN RD | UST-453 | City/Town Government | 6 | 1972-04-01 | Permanently Closed | 1000 | Heating Oil No.2
TIVERTON | FORMER SEASIDE FUEL | 1837 MAIN RD | UST-453 | City/Town Government | 7 | 1972-04-01 | Permanently Closed | 1000 | Waste Oil
TIVERTON | FORMER SEASIDE FUEL | 1837 MAIN RD | UST-453 | City/Town Government | 8 | 1990-11-01 | Permanently Closed | 6000 | Gasoline | Double Walled
TIVERTON | FORMER TIVERTON PUBLIC WORKS SITE | 146 EVANS AVE | UST-4635 | City/Town Government | 1 | 1984-10-09 | Permanently Closed | 1000 | Gasoline
TIVERTON | FRANCIS MEDEIROS, ESTATE OF | 972 CRANDALL RD | UST-19063 | Private Residence | 1 | 1984-10-09 | Permanently Closed | 425 | Kerosene
TIVERTON | FRANKLIN SCHEEL | 81 WINNISIMET DR | UST-18343 | Private Residence | 1 | 1984-10-09 | Permanently Closed | 2000 | Heating Oil No.2
TIVERTON | GEORGE'S GAS AND SERVICE | 1215 STAFFORD RD | UST-3617 | Gasoline Station | 1 | 1982-06-01 | Permanently Closed | 6250 | Gasoline
TIVERTON | GEORGE'S GAS AND SERVICE | 1215 STAFFORD RD | UST-3617 | Gasoline Station | 2 | 1982-06-01 | Permanently Closed | 6250 | Gasoline
TIVERTON | GEORGE'S GAS AND SERVICE | 1215 STAFFORD RD | UST-3617 | Gasoline Station | 3 | 1982-06-01 | Permanently Closed | 6250 | Gasoline
TIVERTON | GEORGE'S GAS AND SERVICE | 1215 STAFFORD RD | UST-3617 | Gasoline Station | 4 | 1967-09-01 | Permanently Closed | 1000 | Diesel
TIVERTON | GEORGE'S GAS AND SERVICE | 1215 STAFFORD RD | UST-3617 | Gasoline Station | 5 | 1967-09-01 | Permanently Closed | 1000 | Waste Oil
TIVERTON | GEORGE'S GAS AND SERVICE | 1215 STAFFORD RD | UST-3617 | Gasoline Station | 6 | 1967-09-01 | Permanently Closed | 1000 | Diesel
TIVERTON | GEORGE'S GAS AND SERVICE | 1215 STAFFORD RD | UST-3617 | Gasoline Station | 7 | 1984-10-09 | Permanently Closed | 500 | Heating Oil No.2
TIVERTON | GEORGE'S GAS AND SERVICE | 1215 STAFFORD RD | UST-3617 | Gasoline Station | 8 | 1984-10-09 | Permanently Closed | 750 | Waste Oil
TIVERTON | GEORGE'S GAS AND SERVICE | 1215 STAFFORD RD | UST-3617 | Gasoline Station | 9 | 1997-03-13 | In Use | 4000 | Gasoline | Double Walled | 2018-09-24
TIVERTON | GEORGE'S GAS AND SERVICE | 1215 STAFFORD RD | UST-3617 | Gasoline Station | 10 | 1997-03-13 | In Use | 4000 | Gasoline | Double Walled | 2018-09-24
TIVERTON | GEORGE'S GAS AND SERVICE | 1215 STAFFORD RD | UST-3617 | Gasoline Station | 11 | 1997-03-13 | In Use | 4000 | Diesel | Double Walled | 2018-09-24
TIVERTON | GEORGE'S GAS AND SERVICE | 1215 STAFFORD RD | UST-3617 | Gasoline Station | 12 | 1997-03-13 | In Use | 2000 | Gasoline | Double Walled | 2018-09-24
TIVERTON | H. LIMA, ESTATE OF | 184 FOGLAND RD | UST-16336 | Private Residence | 1 | 1984-10-09 | Permanently Closed | 2000 | Heating Oil No.2
TIVERTON | HATHAWAY FARM PROPERTY | 3181 MAIN RD | UST-4238 | Farm | 1 | 1984-10-09 | Permanently Closed | 1000 | Gasoline
TIVERTON | HOLY TRINITY CHURCH | 1956 MAIN RD | UST-19128 | Commercials | 1 | 1984-10-09 | Permanently Closed | 500 | Heating Oil No.2
TIVERTON | HORACIO SOARES | 210 LAKE RD | UST-4133 | Private Residence | 1 | 1984-10-09 | Permanently Closed | 2000 | Heating Oil No.2
TIVERTON | JACQUELINE PELLETIER (RESIDENTIAL PROPERTY) | 420 NANAQUAKET RD | UST-4218 | Private Residence | 1 | 1984-10-09 | Permanently Closed | 2000 | Heating Oil No.2
TIVERTON | JAMES F. SILVIA HEALTH CENTER | 1048 STAFFORD RD | UST-4016 | Other | 1 | 1984-10-09 | Permanently Closed | 500 | Heating Oil No.2
TIVERTON | JANE REGO | 1006 CRANDALL RD | UST-19067 | Private Residence | 1 | 1984-10-09 | Permanently Closed | 2000 | Heating Oil No.2
TIVERTON | JOANNE RYDER | 305 FAIRWOOD DR | UST-18457 | Private Residence | 1 | 1984-10-09 | Permanently Closed | 2000 | Heating Oil No.2
TIVERTON | JOHN BORDES | 16 SACHEM RD | UST-3642 | Private Residence | 1 | 1975-12-01 | Permanently Closed | 2500 | Heating Oil No.2
TIVERTON | JOHN CAMARA | 1676 BULGAR MARSH | UST-15653 | Private Residence | 1 | 1984-10-09 | Permanently Closed | 3000 | Diesel
TIVERTON | JOHN CAMARA | 1676 BULGAR MARSH | UST-15653 | Private Residence | 2 | 1984-10-09 | Permanently Closed | 3000 | Diesel
TIVERTON | KINGFISHER ELDERLY HOUSING/STAFFORD PT. | STAFFORD RD | UST-3760 | Commercials | 1 | 1996-02-01 | In Use | 5000 | Heating Oil No.2 | Double Walled
TIVERTON | KNIGHTS OF COLUMBUS | 28 FISH RD | UST-19294 | Commercials | 1 | 1984-10-09 | Permanently Closed | 1000 | Heating Oil No.2
TIVERTON | L. TAVARES TRUCKING | 85 LAKE RD | UST-3352 | Commercials | 1 | 1982-06-01 | Permanently Closed | 1000 | Diesel
TIVERTON | L. TAVARES TRUCKING | 85 LAKE RD | UST-3352 | Commercials | 2 | 1982-06-01 | Permanently Closed | 1000 | Diesel
TIVERTON | LATULIPPE SERVICE STATION | 72 MAIN RD | UST-2552 | Gasoline Station | 1 | 1978-07-01 | Permanently Closed | 4000 | Gasoline
TIVERTON | LATULIPPE SERVICE STATION | 72 MAIN RD | UST-2552 | Gasoline Station | 2 | 1984-10-09 | Permanently Closed | 2000 | Gasoline
TIVERTON | LATULIPPE SERVICE STATION | 72 MAIN RD | UST-2552 | Gasoline Station | 3 | 1984-10-09 | Permanently Closed | 2000 | Gasoline
TIVERTON | LATULIPPE SERVICE STATION | 72 MAIN RD | UST-2552 | Gasoline Station | 4 | 1984-10-09 | Permanently Closed | 2000 | Gasoline
TIVERTON | LITTLE FLOWER HOME | 304 HOOPER ST | UST-18759 | Private Residence | 1 | 1984-10-09 | Permanently Closed | 1000 | Heating Oil No.2 | Double Walled
TIVERTON | LONDON PROPERTY | 991 SEAPOWET AVE | UST-17186 | Farm | 1 | 1984-10-09 | Permanently Closed | 700 | Gasoline
TIVERTON | LYMAN, RICK | 420 EIGHT ROD WAY | UST-16249 | Private Residence | 1 | 1980-05-01 | Permanently Closed | 2000 | Heating Oil No.2
TIVERTON | MANCHESTER SEAFOODS, INC. | 2139 MAIN RD | UST-15913 | Commercials | 1 | 1984-10-09 | Permanently Closed | 1000 | Gasoline
TIVERTON | MANCHESTER SEAFOODS, INC. | 2139 MAIN RD | UST-15913 | Commercials | 2 | 1984-10-09 | Permanently Closed | 4000 | Heating Oil No.2
TIVERTON | MARY ARRUDA PROPERTY | 785 MAIN ST | UST-4079 | Commercials | 1 | 1984-10-09 | Permanently Closed | 500 | Waste Oil
TIVERTON | MARY ARRUDA PROPERTY | 785 MAIN ST | UST-4079 | Commercials | 2 | 1984-10-09 | Permanently Closed | 2000 | Gasoline
TIVERTON | MARY ARRUDA PROPERTY | 785 MAIN ST | UST-4079 | Commercials | 3 | 1984-10-09 | Permanently Closed | 3000 | Gasoline
TIVERTON | MARY ARRUDA PROPERTY | 785 MAIN ST | UST-4079 | Commercials | 4 | 1984-10-09 | Permanently Closed | 3000 | Gasoline
TIVERTON | MR. & MRS. CARL GALLAGHER | 484 RIVERSIDE DR | UST-17432 | Private Residence | 1 | 1984-10-09 | Permanently Closed | 2000 | Heating Oil No.2
TIVERTON | MYKONOS RESTAURANT (FORMERLY) | 1848 MAIN RD | UST-18738 | Commercials | 1 | 1984-10-09 | Permanently Closed | 2000 | Gasoline
TIVERTON | N. JAMESON CHACE | 137 LAURA LN | UST-16973 | Private Residence | 1 | 1984-10-09 | Permanently Closed | 2000 | Heating Oil No.2
TIVERTON | NEW ENGLAND TELEPHONE | 150 POCASSET AVE | UST-2914 | Commercials | 1 | 1964-11-01 | Permanently Closed | 500 | Diesel
TIVERTON | NEW ENGLAND TELEPHONE COMPANY | HAYDEN AVE | UST-1210 | Commercials | 1 | 1984-10-09 | Permanently Closed | 1000 | Heating Oil No.2
TIVERTON | NEW ENGLAND TELEPHONE COMPANY | HAYDEN AVE | UST-1210 | Commercials | 2 | 1984-10-09 | Permanently Closed | 500 | Diesel
TIVERTON | NONQUIT ELEMENTARY SCHOOL | 117 NECK RD | UST-3497 | Education - Town | 1 | 1958-07-01 | Permanently Closed | 5000 | Heating Oil No.4
TIVERTON | NORMAN DIBIASE IRR. TRUST | 155 EAST BOURNE RD | UST-3864 | Private Residence | 1 | 1984-10-09 | Permanently Closed | 2000 | Heating Oil No.2
TIVERTON | NORTHEAST PETROLEUM CORPORATION | 995 MAIN RD | UST-1639 | Industrial | 1 | 1971-05-01 | Permanently Closed | 1000 | Diesel
TIVERTON | NORTHEAST PETROLEUM CORPORATION | 995 MAIN RD | UST-1639 | Industrial | 2 | 1971-05-01 | Permanently Closed | 550 | Diesel
TIVERTON | NORTHEAST PETROLEUM CORPORATION | 995 MAIN RD | UST-1639 | Industrial | 3 | 1971-05-01 | Permanently Closed | 2000 | Diesel
TIVERTON | NORTHEAST PETROLEUM CORPORATION | 995 MAIN RD | UST-1639 | Industrial | 4 | 1971-05-01 | Permanently Closed | 1000 | Diesel
TIVERTON | NORTHEAST PETROLEUM CORPORATION | 995 MAIN RD | UST-1639 | Industrial | 5 | 1971-05-01 | Permanently Closed | 1000 | Diesel
TIVERTON | NORTHEAST PETROLEUM CORPORATION | 995 MAIN RD | UST-1639 | Industrial | 6 | 1971-05-01 | Permanently Closed | 1000 | Diesel
TIVERTON | NORTHEAST PETROLEUM CORPORATION | 995 MAIN RD | UST-1639 | Industrial | 7 | 1978-05-01 | Permanently Closed | 10000 | Hazardous Substance
TIVERTON | NORTHEAST PETROLEUM CORPORATION | 995 MAIN RD | UST-1639 | Industrial | 8 | 1976-05-01 | Permanently Closed | 1000 | Diesel
TIVERTON | NORTHEAST PETROLEUM CORPORATION | 995 MAIN RD | UST-1639 | Industrial | 9 | 1976-05-01 | Permanently Closed | 3000 | Hazardous Substance
TIVERTON | NORTHEAST PETROLEUM CORPORATION | 995 MAIN RD | UST-1639 | Industrial | 10 | 1984-10-09 | Permanently Closed | 5000 | Mixture
TIVERTON | NORTHEAST PETROLEUM CORPORATION | 995 MAIN RD | UST-1639 | Industrial | 11 | 1984-10-09 | Permanently Closed | 5000 | Mixture
TIVERTON | NORTHEAST PETROLEUM CORPORATION | 995 MAIN RD | UST-1639 | Industrial | 12 | 1984-10-09 | Permanently Closed | 2000 | Unknown
TIVERTON | NORTHEAST PETROLEUM CORPORATION | 995 MAIN RD | UST-1639 | Industrial | 13 | 1984-10-09 | Permanently Closed | 1500 | Unknown
TIVERTON | NORTHEAST PETROLEUM CORPORATION | 995 MAIN RD | UST-1639 | Industrial | 14 | 1984-10-09 | Permanently Closed | 2000 | Unknown
TIVERTON | NORTHEAST PETROLEUM CORPORATION | 995 MAIN RD | UST-1639 | Industrial | 15 | 1984-10-09 | Permanently Closed | 2000 | Unknown
TIVERTON | ORT PROPERTY | 76 HOLLY CIR | UST-18363 | Other | 1 | 1984-10-09 | Permanently Closed | 2000 | Heating Oil No.2
TIVERTON | P.D. HUMPHREY COMPANY, INC. | 590 MAIN RD | UST-1025 | Industrial | 1 | 1957-04-01 | Permanently Closed | 500 | Heating Oil No.2
TIVERTON | P.D. HUMPHREY COMPANY, INC. | 590 MAIN RD | UST-1025 | Industrial | 2 | 1965-04-01 | Permanently Closed | 10000 | Gasoline
TIVERTON | P.D. HUMPHREY COMPANY, INC. | 590 MAIN RD | UST-1025 | Industrial | 3 | 1965-04-01 | Permanently Closed | 10000 | Gasoline
TIVERTON | P.D. HUMPHREY COMPANY, INC. | 590 MAIN RD | UST-1025 | Industrial | 4 | 1965-04-01 | Permanently Closed | 10000 | Diesel
TIVERTON | P.D. HUMPHREY COMPANY, INC. | 590 MAIN RD | UST-1025 | Industrial | 5 | 1957-04-01 | Permanently Closed | 3000 | Gasoline
TIVERTON | P.D. HUMPHREY COMPANY, INC. | 590 MAIN RD | UST-1025 | Industrial | 6 | 1957-04-01 | Permanently Closed | 500 | Heating Oil No.2
TIVERTON | PAT'S AUTO REPAIR | 2388 MAIN RD | UST-3334 | Gasoline Station | 1 | 1982-08-01 | Permanently Closed | 2000 | Gasoline
TIVERTON | PAT'S AUTO REPAIR | 2388 MAIN RD | UST-3334 | Gasoline Station | 2 | 1982-08-01 | Permanently Closed | 2000 | Gasoline
TIVERTON | PAT'S AUTO REPAIR | 2388 MAIN RD | UST-3334 | Gasoline Station | 3 | 1982-08-01 | Permanently Closed | 3000 | Diesel
TIVERTON | PAT'S AUTO REPAIR | 2388 MAIN RD | UST-3334 | Gasoline Station | 4 | 1982-08-01 | Permanently Closed | 2000 | Kerosene
TIVERTON | PAT'S AUTO REPAIR | 2388 MAIN RD | UST-3334 | Gasoline Station | 5 | 1982-08-01 | Permanently Closed | 2000 | Heating Oil No.2
TIVERTON | PAT'S AUTO REPAIR | 2388 MAIN RD | UST-3334 | Gasoline Station | 6 | 1982-08-01 | Permanently Closed | 5000 | Gasoline
TIVERTON | PAT'S AUTO REPAIR | 2388 MAIN RD | UST-3334 | Gasoline Station | 7 | 1982-08-01 | Permanently Closed | 6000 | Gasoline
TIVERTON | PAT'S AUTO REPAIR | 2388 MAIN RD | UST-3334 | Gasoline Station | 8 | 1984-10-09 | Permanently Closed | 4000 | Gasoline
TIVERTON | PAT'S AUTO REPAIR | 2388 MAIN RD | UST-3334 | Gasoline Station | 9 | null | Permanently Closed | 3000 | Unknown
TIVERTON | PINEAU RESIDENTIAL PROPERTY | 716 LAFAYETTE RD | UST-4150 | Private Residence | 1 | 1984-10-09 | Permanently Closed | 2000 | Heating Oil No.2
TIVERTON | POCASSET ELEMENTARY SCHOOL | 242 MAIN RD | UST-3496 | Education - Town | 1 | 1984-10-09 | Permanently Closed | 10000 | Heating Oil No.4
TIVERTON | QUICK FUEL STOP | 861 MAIN RD | UST-293 | Gasoline Station | 1 | 1972-03-01 | Permanently Closed | 6800 | Gasoline
TIVERTON | QUICK FUEL STOP | 861 MAIN RD | UST-293 | Gasoline Station | 2 | 1972-03-01 | Permanently Closed | 6800 | Gasoline
TIVERTON | QUICK FUEL STOP | 861 MAIN RD | UST-293 | Gasoline Station | 3 | 1972-03-01 | Permanently Closed | 6000 | Gasoline
TIVERTON | QUICK FUEL STOP | 861 MAIN RD | UST-293 | Gasoline Station | 4 | 1999-03-29 | Permanently Closed | 12000 | Gasoline | Double Walled | 2019-08-26
TIVERTON | QUICK FUEL STOP | 861 MAIN RD | UST-293 | Gasoline Station | 5 | 1999-03-29 | Permanently Closed | 8000 | Gasoline | Double Walled | 2019-08-26
TIVERTON | QUICK FUEL STOP | 861 MAIN RD | UST-293 | Gasoline Station | 6 | 1999-03-29 | Permanently Closed | 4000 | Diesel | Double Walled | 2019-08-26
TIVERTON | QUICK FUEL STOP | 861 MAIN RD | UST-293 | Gasoline Station | 7 | 2025-03-27 | In Use | 12000 | Gasoline | Double Walled | 2019-08-26
TIVERTON | QUICK FUEL STOP | 861 MAIN RD | UST-293 | Gasoline Station | 8 | 2025-03-27 | In Use | 6000 | Gasoline | Double Walled | 2019-08-26
TIVERTON | QUICK FUEL STOP | 861 MAIN RD | UST-293 | Gasoline Station | 9 | 2025-03-27 | In Use | 6000 | Diesel | Double Walled | 2019-08-26
TIVERTON | R & L SERVICE, INC. | 2160 MAIN RD | UST-417 | Gasoline Station | 1 | 1984-10-09 | Permanently Closed | 2000 | Gasoline
TIVERTON | R & L SERVICE, INC. | 2160 MAIN RD | UST-417 | Gasoline Station | 2 | 1984-10-09 | Permanently Closed | 2000 | Gasoline
TIVERTON | R & L SERVICE, INC. | 2160 MAIN RD | UST-417 | Gasoline Station | 3 | 1984-10-09 | Permanently Closed | 2000 | Gasoline
TIVERTON | RAPOSA RESIDENCE | 10 ISLAND DR | UST-19060 | Private Residence | 1 | 1984-10-09 | Permanently Closed | 2000 | Heating Oil No.2
TIVERTON | RAY'S SERVICE STATION (SUNOCO) | 3847 MAIN RD | UST-1052 | Gasoline Station | 1 | 1974-04-01 | Permanently Closed | 4000 | Gasoline
TIVERTON | RAY'S SERVICE STATION (SUNOCO) | 3847 MAIN RD | UST-1052 | Gasoline Station | 2 | 1974-04-01 | Permanently Closed | 4000 | Gasoline
TIVERTON | RAY'S SERVICE STATION (SUNOCO) | 3847 MAIN RD | UST-1052 | Gasoline Station | 3 | 1965-04-01 | Permanently Closed | 3000 | Gasoline
TIVERTON | RAY'S SERVICE STATION (SUNOCO) | 3847 MAIN RD | UST-1052 | Gasoline Station | 4 | 1984-10-09 | Permanently Closed | 4000 | Gasoline
TIVERTON | RELIABLE FUEL COMPANY | 550 FISH RD | UST-3328 | Commercials | 1 | 1984-10-09 | Permanently Closed | 500 | Heating Oil No.2
TIVERTON | RELIABLE FUEL COMPANY | 550 FISH RD | UST-3328 | Commercials | 2 | 1984-10-09 | Permanently Closed | 500 | Heating Oil No.2
TIVERTON | RELIABLE FUEL COMPANY | 550 FISH RD | UST-3328 | Commercials | 3 | 1984-10-09 | Permanently Closed | 500 | Heating Oil No.2
TIVERTON | RESIDENTIAL PROPERTY | 66 INDIAN POINT RD | UST-18283 | Private Residence | 1 | 1984-10-09 | Permanently Closed | 3000 | Heating Oil No.2
TIVERTON | RESIDENTIAL PROPERTY | 463 NANAQUAKET RD | UST-4399 | Private Residence | 1 | 1984-10-09 | Permanently Closed | 2000 | Heating Oil No.2
TIVERTON | RESIDENTIAL PROPERTY (PLATTE) | 78 OLD BULGARMARSH RD | UST-18768 | Private Residence | 1 | 1984-10-09 | Permanently Closed | 2000 | Heating Oil No.2
TIVERTON | RI0014 | 1308 STAFFORD RD | UST-3082 | Gasoline Station | 1 | 1995-05-01 | In Use | 6000 | Diesel | Double Walled | 2017-10-16
TIVERTON | RI0014 | 1308 STAFFORD RD | UST-3082 | Gasoline Station | 2 | 1995-05-01 | In Use | 8000 | Gasoline | Double Walled | 2017-10-16
TIVERTON | RI0014 | 1308 STAFFORD RD | UST-3082 | Gasoline Station | 3 | 1995-05-01 | In Use | 12000 | Gasoline | Double Walled | 2017-10-16
TIVERTON | RICHARD & DAVIS | 381 STATE AVE | UST-16956 | Other | 1 | 1984-10-09 | Permanently Closed | 10000 | Heating Oil No.4
TIVERTON | RICHARD COUTO | 460 NANNAQUAKET RD | UST-16257 | Private Residence | 1 | 1984-10-09 | Permanently Closed | 1000 | Heating Oil No.2
TIVERTON | RITE OIL COMPANY, INC. | 102 MAIN RD | UST-1854 | Commercials | 1 | 1984-05-01 | Permanently Closed | 2000 | Gasoline
TIVERTON | RITE OIL COMPANY, INC. | 102 MAIN RD | UST-1854 | Commercials | 2 | 1984-05-01 | Permanently Closed | 2000 | Diesel
TIVERTON | RITE OIL COMPANY, INC. | 102 MAIN RD | UST-1854 | Commercials | 3 | 1983-10-01 | Permanently Closed | 2000 | Heating Oil No.2
TIVERTON | ROBERT SIMARD | 170 RUSSELL DR | UST-19136 | Private Residence | 1 | 1984-10-09 | Permanently Closed | 2000 | Heating Oil No.2
TIVERTON | ROSELAND LLC | 594 EAST RD | UST-3905 | Commercials | 1 | 1984-10-09 | Permanently Closed | 500 | Heating Oil No.2
TIVERTON | ROSELAND LLC | 594 EAST RD | UST-3905 | Commercials | 2 | 1984-10-09 | Permanently Closed | 1000 | Heating Oil No.2
TIVERTON | ROSELAND LLC | 594 EAST RD | UST-3905 | Commercials | 3 | 1984-10-09 | Permanently Closed | 2000 | Gasoline
TIVERTON | ROSELAND LLC | 594 EAST RD | UST-3905 | Commercials | 4 | 1984-10-09 | Permanently Closed | 2000 | Diesel
TIVERTON | ROTHSCHILD RESIDENTIAL PROPERTY | 453 PUNCATEEST NECK RD | UST-4264 | Private Residence | 1 | 1984-10-09 | Permanently Closed | 2000 | Heating Oil No.2
TIVERTON | SAKONNET AUTO | 560 MAIN RD | UST-18633 | Commercials | 1 | 1984-10-09 | Permanently Closed | 500 | Heating Oil No.2
TIVERTON | SAKONNET AUTO | 560 MAIN RD | UST-18633 | Commercials | 2 | 1984-10-09 | Permanently Closed | 500 | Heating Oil No.2
TIVERTON | SANDRA & OTIS SAMPSON (RESIDENTIAL) | 95 INDIAN POINT RD | UST-18686 | Private Residence | 1 | 1984-10-09 | Permanently Closed | 2000 | Heating Oil No.2
TIVERTON | SCOTT L. MCCARTHY | 84 BLUEBERRY LN | UST-2645 | Private Residence | 1 | 1978-08-01 | Permanently Closed | 2000 | Heating Oil No.2
TIVERTON | SHANNON BOAT YARD | 95 RIVERSIDE DR | UST-15578 | Commercials | 1 | 1984-10-09 | Permanently Closed | 275 | Heating Oil No.2
TIVERTON | SHANNON BOAT YARD | 95 RIVERSIDE DR | UST-15578 | Commercials | 2 | 1984-10-09 | Permanently Closed | 3000 | Gasoline
TIVERTON | SHANNON BOAT YARD | 95 RIVERSIDE DR | UST-15578 | Commercials | 3 | 1984-10-09 | Permanently Closed | 3000 | Gasoline
TIVERTON | SHANNON BOAT YARD | 95 RIVERSIDE DR | UST-15578 | Commercials | 4 | 1984-10-09 | Permanently Closed | 3000 | Heating Oil No.2
TIVERTON | SHANNON BOAT YARD | 95 RIVERSIDE DR | UST-15578 | Commercials | 5 | 1984-10-09 | Permanently Closed | 3000 | Heating Oil No.2
TIVERTON | SISTERS OF THE HOLY UNION | 49 NANAQUAKET RD | UST-17278 | Other | 1 | 1984-10-09 | Permanently Closed | 1000 | Heating Oil No.2
TIVERTON | SNIDER FARM | 605 NECK RD | UST-4626 | Farm | 1 | 1994-01-01 | Permanently Closed | 500 | Diesel
TIVERTON | ST. THERESA'S CHURCH | 265 STAFFORD RD | UST-2058 | Other | 1 | 1975-05-01 | Permanently Closed | 5000 | Heating Oil No.2
TIVERTON | STONE BRIDGE INN (FORMERLY) | 1800 MAIN RD | UST-18742 | Commercials | 1 | 1984-10-09 | Permanently Closed | 1000 | Unknown
TIVERTON | STONE BRIDGE INN (FORMERLY) | 1800 MAIN RD | UST-18742 | Commercials | 2 | 1984-10-09 | Permanently Closed | 500 | Unknown
TIVERTON | STONE BRIDGE WATER TREATMENT PLANT | QUINTAL LN | UST-3246 | City/Town Government | 1 | 1979-06-01 | Permanently Closed | 2000 | Diesel
TIVERTON | SULLIVAN RESIDENTIAL PROPERTY | 128 POCASSET AVE | UST-4261 | Private Residence | 1 | 1984-10-09 | Permanently Closed | 2000 | Heating Oil No.2
TIVERTON | SUNDERLAND RESTAURANT | 2753 MAIN RD | UST-17038 | Commercials | 1 | 1984-10-09 | Permanently Closed | 1000 | Heating Oil No.2
TIVERTON | TIVERTON FIRE DEPARTMENT - STATION #2 | 85 MAIN RD | UST-18480 | City/Town Government | 1 | 1984-10-09 | Permanently Closed | 1000 | Heating Oil No.2
TIVERTON | TIVERTON FIRE DEPARTMENT - STATION #4 | 287 EAST RD | UST-18483 | City/Town Government | 1 | 1984-10-09 | Permanently Closed | 1000 | Heating Oil No.2
TIVERTON | TIVERTON HIGH SCHOOL | 100 NORTH BRAYTON RD | UST-3494 | Education - Town | 1 | 1966-01-01 | Permanently Closed | 10000 | Heating Oil No.4
TIVERTON | TIVERTON HIGH SCHOOL | 100 NORTH BRAYTON RD | UST-3494 | Education - Town | 2 | 1966-01-01 | Permanently Closed | 10000 | Heating Oil No.4
TIVERTON | TIVERTON HIGHWAY DEPARTMENT- GARAGE | 1000 FISH RD | UST-3342 | City/Town Government | 1 | 1985-02-01 | Permanently Closed | 2000 | Heating Oil No.2
TIVERTON | TIVERTON HIGHWAY DEPARTMENT- GARAGE | 1000 FISH RD | UST-3342 | City/Town Government | 2 | 1985-02-01 | Permanently Closed | 3000 | Gasoline
TIVERTON | TIVERTON HIGHWAY DEPARTMENT- GARAGE | 1000 FISH RD | UST-3342 | City/Town Government | 3 | 1985-02-01 | Permanently Closed | 3000 | Diesel
TIVERTON | TIVERTON MIDDLE SCHOOL | 10 QUINTAL DR | UST-3495 | Education - Town | 1 | 1976-06-01 | Permanently Closed | 12000 | Heating Oil No.4
TIVERTON | TIVERTON MIDDLE SCHOOL | 10 QUINTAL DR | UST-3495 | Education - Town | 2 | 1976-06-01 | Permanently Closed | 12000 | Heating Oil No.4
TIVERTON | TIVERTON NO. 2 SUBSTATION | FISH RD | UST-174 | Commercials | 1 | 1974-03-01 | Permanently Closed | 275 | Heating Oil No.2
TIVERTON | TIVERTON POLICE DEPARTMENT | 1054A FISH RD | UST-3343 | City/Town Government | 1 | 1976-10-01 | Permanently Closed | 5000 | Gasoline
TIVERTON | TIVERTON POLICE DEPARTMENT | 1054A FISH RD | UST-3343 | City/Town Government | 2 | 1976-10-01 | Permanently Closed | 5000 | Gasoline
TIVERTON | TIVERTON POLICE DEPARTMENT | 1054A FISH RD | UST-3343 | City/Town Government | 3 | 1976-10-01 | Permanently Closed | 1000 | Heating Oil No.2
TIVERTON | TIVERTON POLICE DEPARTMENT | 1054A FISH RD | UST-3343 | City/Town Government | 4 | 1976-10-01 | Permanently Closed | 275 | Gasoline
TIVERTON | TIVERTON SENIOR CITIZEN CENTER | CANONICUS ST | UST-18479 | City/Town Government | 1 | 1984-10-09 | Permanently Closed | 2000 | Heating Oil No.2
TIVERTON | TIVERTON SUN | 497 MAIN RD | UST-639 | Gasoline Station | 1 | 1959-04-01 | Permanently Closed | 550 | Waste Oil
TIVERTON | TIVERTON SUN | 497 MAIN RD | UST-639 | Gasoline Station | 2 | 1956-04-01 | Permanently Closed | 4000 | Gasoline
TIVERTON | TIVERTON SUN | 497 MAIN RD | UST-639 | Gasoline Station | 3 | 1957-04-01 | Permanently Closed | 4000 | Gasoline
TIVERTON | TIVERTON SUN | 497 MAIN RD | UST-639 | Gasoline Station | 4 | 1973-04-01 | Permanently Closed | 4000 | Gasoline
TIVERTON | TIVERTON SUN | 497 MAIN RD | UST-639 | Gasoline Station | 5 | 1947-04-01 | Permanently Closed | 3000 | Gasoline
TIVERTON | TIVERTON SUN | 497 MAIN RD | UST-639 | Gasoline Station | 6 | 1991-06-01 | Permanently Closed | 10000 | Gasoline | Double Walled
TIVERTON | TIVERTON SUN | 497 MAIN RD | UST-639 | Gasoline Station | 7 | 1991-06-01 | Permanently Closed | 10000 | Gasoline | Double Walled
TIVERTON | TIVERTON SUN | 497 MAIN RD | UST-639 | Gasoline Station | 8 | 1991-06-01 | Permanently Closed | 8000 | Gasoline | Double Walled
TIVERTON | TIVERTON SUN | 497 MAIN RD | UST-639 | Gasoline Station | 9 | 1991-06-01 | Permanently Closed | 1000 | Heating Oil No.2 | Double Walled
TIVERTON | TIVERTON SUN | 497 MAIN RD | UST-639 | Gasoline Station | 10 | 1991-06-01 | Permanently Closed | 1000 | Waste Oil | Double Walled
TIVERTON | TIVERTON SUN | 497 MAIN RD | UST-639 | Gasoline Station | 11 | 2004-10-28 | In Use | 12000 | Gasoline | Double Walled | 2004-10-28
TIVERTON | TIVERTON SUN | 497 MAIN RD | UST-639 | Gasoline Station | 12 | 2004-10-28 | In Use | 6000 | Gasoline | Double Walled | 2004-10-28
TIVERTON | TIVERTON SUN | 497 MAIN RD | UST-639 | Gasoline Station | 13 | 2004-10-28 | In Use | 6000 | Diesel | Double Walled | 2004-10-28
TIVERTON | TRUESDALE SAKONNET MEDICAL CENTER | 1334 MAIN RD | UST-18236 | Commercials | 1 | 1984-10-09 | Permanently Closed | 4000 | Heating Oil No.2
TIVERTON | U.S.P.S. | 600 MAIN RD | UST-2231 | Federal Government | 1 | 1983-09-01 | Permanently Closed | 1000 | Heating Oil No.2
TIVERTON | VACANT LOT | 65 MAIN RD | UST-16133 | Commercials | 1 | 1984-10-09 | Permanently Closed | 1000 | Gasoline
TIVERTON | VACANT LOT | 65 MAIN RD | UST-16133 | Commercials | 2 | 1984-10-09 | Permanently Closed | 1000 | Gasoline
TIVERTON | VIRGINIA & JOHN BERG | 9 EAST WARREN AVE | UST-18030 | Commercials | 1 | 1984-10-09 | Permanently Closed | 500 | Heating Oil No.2
TIVERTON | VITI, INC. | 975 FISH RD | UST-16043 | Commercials | 1 | 1984-10-09 | Permanently Closed | 550 | Motor Oil
TIVERTON | VITI, INC. | 975 FISH RD | UST-16043 | Commercials | 2 | 1984-10-09 | Permanently Closed | 550 | Waste Oil
TIVERTON | WLNE-TV, INC. | LAFAYETTE RD | UST-3128 | Commercials | 1 | 1966-09-01 | Permanently Closed | 1000 | Diesel
WARREN | 114 EXPRESS | 943 MAIN ST | UST-2128 | Gasoline Station | 1 | 1983-12-01 | Permanently Closed | 8000 | Gasoline | Single Walled | 1999-10-05
WARREN | 114 EXPRESS | 943 MAIN ST | UST-2128 | Gasoline Station | 2 | 1942-12-01 | Permanently Closed | 2000 | Gasoline
WARREN | 114 EXPRESS | 943 MAIN ST | UST-2128 | Gasoline Station | 3 | 1942-12-01 | Permanently Closed | 2000 | Gasoline
WARREN | 114 EXPRESS | 943 MAIN ST | UST-2128 | Gasoline Station | 4 | 1954-12-01 | Permanently Closed | 3000 | Gasoline
WARREN | 114 EXPRESS | 943 MAIN ST | UST-2128 | Gasoline Station | 5 | 1973-12-01 | Permanently Closed | 4000 | Gasoline
WARREN | 114 EXPRESS | 943 MAIN ST | UST-2128 | Gasoline Station | 6 | 1984-10-09 | Permanently Closed | 500 | Waste Oil
WARREN | 114 EXPRESS | 943 MAIN ST | UST-2128 | Gasoline Station | 7 | 1999-10-05 | In Use | 8000 | Gasoline | Double Walled | 2018-04-20
WARREN | 183-185 WATER STREET | 183 WATER ST | UST-4802 | Commercials | 1 | null | Permanently Closed | 1200 | Unknown | Single Walled
WARREN | 183-185 WATER STREET | 183 WATER ST | UST-4802 | Commercials | 2 | null | Permanently Closed | 750 | Unknown | Single Walled
WARREN | AMERICAN TOURISTER, INC. | 91 MAIN ST | UST-1975 | Commercials | 1 | 1984-10-09 | Permanently Closed | 325 | Gasoline
WARREN | ANTHONY J. SOUSA, JR. | 635 METACOM AVE | UST-2400 | Commercials | 1 | 1981-05-01 | Permanently Closed | 400 | Heating Oil No.2
WARREN | ANTHONY J. SOUSA, JR. | 631 METACOM AVE | UST-3831 | Commercials | 1 | 1984-10-09 | Permanently Closed | 400 | Heating Oil No.2
WARREN | ARMAND'S SERVICE STATION, INC. | 272 MARKET ST | UST-312 | Gasoline Station | 1 | 1970-03-01 | Permanently Closed | 6280 | Gasoline
WARREN | ARMAND'S SERVICE STATION, INC. | 272 MARKET ST | UST-312 | Gasoline Station | 2 | 1970-03-01 | Permanently Closed | 6280 | Gasoline
WARREN | ARMAND'S SERVICE STATION, INC. | 272 MARKET ST | UST-312 | Gasoline Station | 3 | 1970-03-01 | Permanently Closed | 6280 | Gasoline
WARREN | ARMAND'S SERVICE STATION, INC. | 272 MARKET ST | UST-312 | Gasoline Station | 4 | 1955-03-01 | Permanently Closed | 500 | Heating Oil No.2
WARREN | ARMAND'S SERVICE STATION, INC. | 272 MARKET ST | UST-312 | Gasoline Station | 5 | 1984-10-09 | Permanently Closed | 0 | Waste Oil
WARREN | ARMAND'S SERVICE STATION, INC. | 272 MARKET ST | UST-312 | Gasoline Station | 6 | 1998-11-20 | In Use | 12000 | Gasoline | Double Walled
WARREN | ARMAND'S SERVICE STATION, INC. | 272 MARKET ST | UST-312 | Gasoline Station | 7 | 1998-11-20 | In Use | 6000 | Gasoline | Double Walled
WARREN | ARMAND'S SERVICE STATION, INC. | 272 MARKET ST | UST-312 | Gasoline Station | 8 | 1998-11-20 | In Use | 4000 | Diesel | Double Walled
WARREN | ASSELIN REALTY, INC. | 137 CHILD ST | UST-19218 | Commercials | 1 | 1984-10-09 | Permanently Closed | 2000 | Gasoline
WARREN | ASSELIN REALTY, INC. | 137 CHILD ST | UST-19218 | Commercials | 2 | 1984-10-09 | Permanently Closed | 2000 | Motor Oil
WARREN | ASSELIN REALTY, INC. | 137 CHILD ST | UST-19218 | Commercials | 3 | 1984-10-09 | Permanently Closed | 1000 | Heating Oil No.2
WARREN | BARBA'S OIL CO. | 52 STATE ST | UST-385 | Commercials | 1 | 1950-03-01 | Permanently Closed | 3000 | Gasoline
WARREN | BARBA'S OIL CO. | 52 STATE ST | UST-385 | Commercials | 2 | 1950-03-01 | Permanently Closed | 3000 | Gasoline
WARREN | BARBA'S OIL CO. | 52 STATE ST | UST-385 | Commercials | 3 | 1950-03-01 | Permanently Closed | 10000 | Heating Oil No.2
WARREN | BARBA'S OIL CO. | 52 STATE ST | UST-385 | Commercials | 4 | 1950-03-01 | Permanently Closed | 10000 | Heating Oil No.2
WARREN | BARBA'S OIL CO. | 52 STATE ST | UST-385 | Commercials | 5 | 1947-04-01 | Permanently Closed | 1000 | Heating Oil No.2
WARREN | BENTO'S | 435 CHILD ST | UST-2918 | Commercials | 1 | 1988-11-01 | Permanently Closed | 5000 | Gasoline
WARREN | BENTO'S | 435 CHILD ST | UST-2918 | Commercials | 2 | 1984-10-09 | Permanently Closed | 1000 | Waste Oil
WARREN | BENTO'S | 435 CHILD ST | UST-2918 | Commercials | 3 | 1984-10-09 | Permanently Closed | 2000 | Gasoline
WARREN | BENTO'S | 435 CHILD ST | UST-2918 | Commercials | 4 | 1984-10-09 | Permanently Closed | 5000 | Gasoline
WARREN | BENTO'S | 435 CHILD ST | UST-2918 | Commercials | 5 | 1984-10-09 | Permanently Closed | 1000 | Gasoline
WARREN | BILL'S TOWING AND AUTO REPAIR | 516 CHILD ST | UST-384 | Gasoline Station | 1 | 1955-04-01 | Permanently Closed | 3000 | Gasoline
WARREN | BILL'S TOWING AND AUTO REPAIR | 516 CHILD ST | UST-384 | Gasoline Station | 2 | 1957-04-01 | Permanently Closed | 2000 | Gasoline
WARREN | BILL'S TOWING AND AUTO REPAIR | 516 CHILD ST | UST-384 | Gasoline Station | 3 | 1957-04-01 | Permanently Closed | 2000 | Gasoline
WARREN | BILL'S TOWING AND AUTO REPAIR | 516 CHILD ST | UST-384 | Gasoline Station | 4 | 1975-04-01 | Permanently Closed | 6000 | Gasoline
WARREN | BILL'S TOWING AND AUTO REPAIR | 516 CHILD ST | UST-384 | Gasoline Station | 5 | 1984-10-09 | Permanently Closed | 500 | Waste Oil
WARREN | BILL'S TOWING AND AUTO REPAIR | 516 CHILD ST | UST-384 | Gasoline Station | 6 | 1998-01-22 | Permanently Closed | 8000 | Gasoline | Double Walled | 1998-01-22
WARREN | BILL'S TOWING AND AUTO REPAIR | 516 CHILD ST | UST-384 | Gasoline Station | 7 | 1998-01-22 | Permanently Closed | 5000 | Gasoline | Double Walled | 1998-01-22
WARREN | BLOUNT SEAFOOD CORPORATION | 383 WATER ST | UST-392 | Commercials | 1 | 1951-04-01 | Permanently Closed | 6000 | Heating Oil No.2
WARREN | BLOUNT SEAFOOD CORPORATION | 383 WATER ST | UST-392 | Commercials | 2 | 1972-04-01 | Permanently Closed | 9999999 | Heating Oil No.6
WARREN | BLOUNT SEAFOOD CORPORATION | 383 WATER ST | UST-392 | Commercials | 3 | 1965-04-01 | Permanently Closed | 170 | Heating Oil No.2
WARREN | BLOUNT SEAFOOD CORPORATION | 383 WATER ST | UST-392 | Commercials | 4 | 1979-04-01 | Permanently Closed | 10000 | Heating Oil No.6
WARREN | BLOUNT SEAFOOD CORPORATION | 383 WATER ST | UST-392 | Commercials | 5 | 1981-04-01 | Permanently Closed | 10000 | Heating Oil No.6
WARREN | BLOUNT SEAFOOD CORPORATION | 383 WATER ST | UST-392 | Commercials | 6 | 1979-04-01 | Permanently Closed | 1000 | Diesel
WARREN | BLOUNT SEAFOOD CORPORATION | 383 WATER ST | UST-392 | Commercials | 7 | 1983-04-01 | Permanently Closed | 1000 | Gasoline
WARREN | BLOUNT SEAFOOD CORPORATION | 383 WATER ST | UST-392 | Commercials | 8 | 1984-10-09 | Permanently Closed | 2000 | Heating Oil No.2
WARREN | BRISTOL COUNTY DODGE | 205 CHILD ST | UST-4390 | Commercials | 1 | 1984-10-09 | Permanently Closed | 275 | Heating Oil No.2
WARREN | BRISTOL COUNTY HEAD START | LIBERTY ST | UST-2799 | Education - Town | 1 | 1984-10-09 | Permanently Closed | 2000 | Heating Oil No.2 | Double Walled
WARREN | BRISTOL COUNTY WATER COMPANY | 472 CHILD ST | UST-877 | City/Town Government | 1 | 1984-10-09 | Permanently Closed | 1200 | Heating Oil No.2
WARREN | BRISTOL COUNTY WATER COMPANY | 472 CHILD ST | UST-877 | City/Town Government | 2 | 1984-10-09 | Permanently Closed | 1000 | Gasoline
WARREN | BRISTOL COUNTY WATER COMPANY | 472 CHILD ST | UST-877 | City/Town Government | 3 | 1960-04-01 | Permanently Closed | 1000 | Diesel
WARREN | CAROL CABLE CO. INC. | 426 METACOM AVE | UST-1312 | Industrial | 1 | 1945-06-01 | Permanently Closed | 10000 | Heating Oil No.4
WARREN | CHILD STREET SCHOOL | CHILD ST | UST-2801 | Education - Town | 1 | 1940-09-01 | Permanently Closed | 2000 | Heating Oil No.2
WARREN | COAST CUSHION CO. INC. | P.O. BOX 58 MARKET ST | UST-2433 | Commercials | 1 | 1984-10-09 | Permanently Closed | 1000 | Heating Oil No.2
WARREN | COLUMBUS CREDIT UNION | 560 MAIN ST | UST-18051 | Commercials | 1 | 1984-10-09 | Permanently Closed | 1000 | Heating Oil No.2
WARREN | COLUMBUS CREDIT UNION | 560 MAIN ST | UST-18051 | Commercials | 2 | 1984-10-09 | Permanently Closed | 1000 | Heating Oil No.2
WARREN | COMMERCIAL BUILDING (VACANT) | 59 BKAER ST | UST-18317 | Commercials | 1 | 1984-10-09 | Permanently Closed | 1000 | Heating Oil No.2
WARREN | COMMERCIAL PROPERTY | 845 MAIN ST | UST-4067 | Commercials | 1 | 1984-10-09 | Permanently Closed | 1000 | Gasoline
WARREN | COMMERCIAL PROPERTY | 845 MAIN ST | UST-4067 | Commercials | 2 | 1984-10-09 | Permanently Closed | 1000 | Gasoline
WARREN | COTE PARTNERS REALTY, LLC | 341 MAIN ST | UST-5064 | Commercials | 1 | null | Abandoned | 1000 | Heating Oil No.2 | Single Walled
WARREN | COUNTRY CLUB INC. | 260 CHILD ST | UST-1708 | Commercials | 1 | 1950-04-01 | Permanently Closed | 1000 | Gasoline
WARREN | COUNTRY CLUB INC. | 260 CHILD ST | UST-1708 | Commercials | 2 | 1950-04-01 | Permanently Closed | 1000 | Gasoline
WARREN | COUNTRY CLUB INC. | 260 CHILD ST | UST-1708 | Commercials | 3 | 1953-04-01 | Permanently Closed | 10000 | Heating Oil No.6
WARREN | COUNTRY CLUB INC. | 260 CHILD ST | UST-1708 | Commercials | 4 | 1953-04-01 | Permanently Closed | 2000 | Hazardous Substance
WARREN | COUNTRY CLUB INC. | 260 CHILD ST | UST-1708 | Commercials | 5 | 1953-04-01 | Permanently Closed | 2000 | Hazardous Substance
WARREN | COUNTRY CLUB INC. | 260 CHILD ST | UST-1708 | Commercials | 6 | 1953-04-01 | Permanently Closed | 4000 | Hazardous Substance
WARREN | CRESTWOOD NURSING HOME | 568 CHILD ST | UST-18188 | Other | 1 | 1984-10-09 | Permanently Closed | 250 | Diesel
WARREN | CUMBERLAND FARMS, INC. #3806 | 66 MARKET ST | UST-740 | Gasoline Station | 1 | 1973-04-01 | Permanently Closed | 8000 | Gasoline
WARREN | CUMBERLAND FARMS, INC. #3806 | 66 MARKET ST | UST-740 | Gasoline Station | 2 | 1973-04-01 | Permanently Closed | 8000 | Gasoline
WARREN | CUMBERLAND FARMS, INC. #3806 | 66 MARKET ST | UST-740 | Gasoline Station | 3 | 1973-04-01 | Permanently Closed | 8000 | Gasoline
WARREN | CUMBERLAND FARMS, INC. #3806 | 66 MARKET ST | UST-740 | Gasoline Station | 4 | 1998-06-22 | In Use | 8000 | Gasoline | Double Walled | 2020-11-25
WARREN | CUMBERLAND FARMS, INC. #3806 | 66 MARKET ST | UST-740 | Gasoline Station | 5 | 1998-06-22 | In Use | 8000 | Gasoline | Double Walled | 2020-11-25
WARREN | CUMBERLAND FARMS, INC. #3806 | 66 MARKET ST | UST-740 | Gasoline Station | 6 | 1998-06-22 | In Use | 8000 | Gasoline | Double Walled | 2020-11-25
WARREN | CUZZONE RESIDENTIAL PROPERTIES, LLC (FORMERLY) | 288 MARKET ST | UST-2716 | Commercials | 1 | 1976-02-01 | Permanently Closed | 4000 | Heating Oil No.2
WARREN | CUZZONE RESIDENTIAL PROPERTIES, LLC (FORMERLY) | 288 MARKET ST | UST-2716 | Commercials | 2 | 1976-02-01 | Permanently Closed | 500 | Waste Oil
WARREN | CVS/PHARMACY 265 | 615 METACOM AVE | UST-4881 | Commercials | 1 | null | Permanently Closed | 500 | Heating Oil No.2 | Single Walled
WARREN | DB MART - GULF | 625 METACOM AVE | UST-3083 | Gasoline Station | 1 | 1957-06-01 | Permanently Closed | 2000 | Gasoline | Double Walled
WARREN | DB MART - GULF | 625 METACOM AVE | UST-3083 | Gasoline Station | 2 | 1970-06-01 | Permanently Closed | 4000 | Gasoline
WARREN | DB MART - GULF | 625 METACOM AVE | UST-3083 | Gasoline Station | 3 | 1992-11-01 | Permanently Closed | 4000 | Gasoline | Double Walled
WARREN | DB MART - GULF | 625 METACOM AVE | UST-3083 | Gasoline Station | 4 | 1984-10-09 | Permanently Closed | 2000 | Waste Oil
WARREN | DB MART - GULF | 625 METACOM AVE | UST-3083 | Gasoline Station | 5 | 1984-10-09 | Permanently Closed | 4000 | Waste Oil
WARREN | DB MART - GULF | 625 METACOM AVE | UST-3083 | Gasoline Station | 6 | 1982-10-01 | Permanently Closed | 4000 | Gasoline
WARREN | DB MART - GULF | 625 METACOM AVE | UST-3083 | Gasoline Station | 7 | 1998-10-22 | Permanently Closed | 12000 | Gasoline | Double Walled | 2009-12-08
WARREN | DB MART - GULF | 625 METACOM AVE | UST-3083 | Gasoline Station | 8 | 1998-10-22 | Permanently Closed | 8000 | Gasoline | Double Walled | 2009-12-08
WARREN | DB MART - GULF | 625 METACOM AVE | UST-3083 | Gasoline Station | 9 | 1998-10-22 | Permanently Closed | 4000 | Diesel | Double Walled | 2009-12-08
WARREN | DB MART - GULF | 625 METACOM AVE | UST-3083 | Gasoline Station | 10 | 2019-03-01 | In Use | 15000 | Gasoline | Double Walled | 2019-03-13
WARREN | DB MART - GULF | 625 METACOM AVE | UST-3083 | Gasoline Station | 11 | 2019-03-01 | In Use | 8000 | Gasoline | Double Walled | 2019-03-13
WARREN | DB MART - GULF | 625 METACOM AVE | UST-3083 | Gasoline Station | 12 | 2019-03-01 | In Use | 4000 | Diesel | Double Walled | 2019-03-13
WARREN | DB MART - GULF | 625 METACOM AVE | UST-3083 | Gasoline Station | 13 | null | Permanently Closed | 1000 | Waste Oil | Single Walled
WARREN | DENBY DENTAL ASSOCIATES | 38 STATE ST | UST-4595 | Commercials | 1 | 1984-10-09 | Permanently Closed | 500 | Heating Oil No.2
WARREN | DUDEK OIL COMPANY | 417 CHILD ST | UST-387 | Commercials | 1 | 1984-10-09 | Permanently Closed | 1000 | Gasoline
WARREN | DUDEK OIL COMPANY | 417 CHILD ST | UST-387 | Commercials | 2 | 1984-10-09 | Permanently Closed | 1000 | Gasoline
WARREN | DUDEK OIL COMPANY | 417 CHILD ST | UST-387 | Commercials | 3 | 1984-10-09 | Permanently Closed | 5000 | Gasoline
WARREN | DUDEK OIL COMPANY | 417 CHILD ST | UST-387 | Commercials | 4 | 1984-10-09 | Permanently Closed | 2000 | Diesel
WARREN | DUDEK OIL COMPANY | 417 CHILD ST | UST-387 | Commercials | 5 | 1984-10-09 | Permanently Closed | 2000 | Kerosene
WARREN | DUDEK OIL COMPANY | 417 CHILD ST | UST-387 | Commercials | 6 | 1984-10-09 | Permanently Closed | 1000 | Unknown
WARREN | DUDEK OIL COMPANY | 417 CHILD ST | UST-387 | Commercials | 7 | 1984-10-09 | Permanently Closed | 2000 | Kerosene
WARREN | DUPONT PROPERTY | 7 CONNELLY ST | UST-15485 | Commercials | 1 | 1984-10-09 | Permanently Closed | 550 | Heating Oil No.2
WARREN | EASTERN YACHT SALES & SERVICE, INC. | 259 WATER ST | UST-19099 | Commercials | 1 | 1984-10-09 | Permanently Closed | 1000 | Heating Oil No.2
WARREN | ERNEST G. MAYO | 19 MARKET ST | UST-16601 | Commercials | 1 | 1984-10-09 | Permanently Closed | 500 | Heating Oil No.2
WARREN | FORMER WARREN SHELL | 585 METACOM AVE | UST-814 | Gasoline Station | 1 | 1970-04-01 | Permanently Closed | 4000 | Gasoline
WARREN | FORMER WARREN SHELL | 585 METACOM AVE | UST-814 | Gasoline Station | 2 | 1989-05-01 | Permanently Closed | 12000 | Gasoline | Double Walled
WARREN | FORMER WARREN SHELL | 585 METACOM AVE | UST-814 | Gasoline Station | 3 | 1970-04-01 | Permanently Closed | 4000 | Gasoline
WARREN | FORMER WARREN SHELL | 585 METACOM AVE | UST-814 | Gasoline Station | 4 | 1989-05-01 | Permanently Closed | 12000 | Gasoline | Double Walled
WARREN | FORMER WARREN SHELL | 585 METACOM AVE | UST-814 | Gasoline Station | 5 | 1970-04-01 | Permanently Closed | 4000 | Gasoline
WARREN | FORMER WARREN SHELL | 585 METACOM AVE | UST-814 | Gasoline Station | 6 | 1989-05-01 | Permanently Closed | 12000 | Gasoline | Double Walled
WARREN | FORMER WARREN SHELL | 585 METACOM AVE | UST-814 | Gasoline Station | 7 | 1970-04-01 | Permanently Closed | 4000 | Gasoline
WARREN | FORMER WARREN SHELL | 585 METACOM AVE | UST-814 | Gasoline Station | 8 | 1975-04-01 | Permanently Closed | 8000 | Gasoline
WARREN | GIL'S AUTOMOTIVE SERVICES, INC. | 50 NORTH MAIN ST | UST-388 | Gasoline Station | 1 | 1979-04-01 | Permanently Closed | 3000 | Gasoline
WARREN | GIL'S AUTOMOTIVE SERVICES, INC. | 50 NORTH MAIN ST | UST-388 | Gasoline Station | 2 | 1979-04-01 | Permanently Closed | 4000 | Gasoline
WARREN | GIL'S AUTOMOTIVE SERVICES, INC. | 50 NORTH MAIN ST | UST-388 | Gasoline Station | 3 | 1981-04-01 | Permanently Closed | 8000 | Gasoline
WARREN | GIL'S AUTOMOTIVE SERVICES, INC. | 50 NORTH MAIN ST | UST-388 | Gasoline Station | 4 | 1979-04-01 | Permanently Closed | 550 | Heating Oil No.2
WARREN | GIL'S AUTOMOTIVE SERVICES, INC. | 50 NORTH MAIN ST | UST-388 | Gasoline Station | 5 | 1975-04-01 | Permanently Closed | 550 | Waste Oil
WARREN | HARBOR CONSTRUCTION CORP. OF RI | 279 WATER ST | UST-3676 | Commercials | 1 | 1982-05-01 | Permanently Closed | 1000 | Diesel
WARREN | HAROLD BOWEN TRUST | ASYLUM RD | UST-16949 | Other | 1 | 1984-10-09 | Permanently Closed | 2000 | Heating Oil No.2
WARREN | HIGHLANDER CHARTER SCHOOL | 360 MARKET ST | UST-18675 | Education Private | 1 | 1984-10-09 | Permanently Closed | 10000 | Heating Oil No.2
WARREN | HIGHLANDER CHARTER SCHOOL | 360 MARKET ST | UST-18675 | Education Private | 2 | null | Permanently Closed | 1000 | Heating Oil No.2 | Single Walled
WARREN | HUGH COLE SCHOOL | 50 ASYLUM RD | UST-2802 | Education - Town | 1 | 1978-09-01 | Permanently Closed | 10000 | Heating Oil No.2
WARREN | IGGY'S FOOD MART | 292 MARKET ST | UST-606 | Gasoline Station | 1 | 1980-04-01 | Permanently Closed | 10000 | Gasoline
WARREN | IGGY'S FOOD MART | 292 MARKET ST | UST-606 | Gasoline Station | 2 | 1980-04-01 | Permanently Closed | 10000 | Gasoline
WARREN | IGGY'S FOOD MART | 292 MARKET ST | UST-606 | Gasoline Station | 3 | 1984-10-09 | Permanently Closed | 500 | Waste Oil
WARREN | IGGY'S FOOD MART | 292 MARKET ST | UST-606 | Gasoline Station | 4 | 1984-10-09 | Permanently Closed | 1000 | Heating Oil No.2
WARREN | IGGY'S FOOD MART | 292 MARKET ST | UST-606 | Gasoline Station | 5 | 1987-05-01 | Permanently Closed | 8000 | Diesel
WARREN | IGGY'S FOOD MART | 292 MARKET ST | UST-606 | Gasoline Station | 6 | 2000-12-18 | In Use | 12000 | Gasoline | Double Walled | 2000-12-18
WARREN | IGGY'S FOOD MART | 292 MARKET ST | UST-606 | Gasoline Station | 7 | 2000-12-18 | In Use | 8000 | Gasoline | Double Walled | 2000-12-18
WARREN | IGGY'S FOOD MART | 292 MARKET ST | UST-606 | Gasoline Station | 8 | 2000-12-18 | In Use | 4000 | Diesel | Double Walled | 2000-12-18
WARREN | JACK'S FAMILY RESTAURANT | 294 CHILD ST | UST-2429 | Commercials | 1 | 1984-10-09 | Permanently Closed | 1000 | Heating Oil No.2
WARREN | JACK'S FAMILY RESTAURANT | 294 CHILD ST | UST-2429 | Commercials | 2 | 1984-10-09 | Permanently Closed | 1000 | Gasoline
WARREN | JOHN J. BAILEY | 8 BUTTERWORTH DR | UST-2680 | Private Residence | 1 | 1974-06-01 | In Use | 2000 | Heating Oil No.2
WARREN | JOYCE STREET SCHOOL | JOYCE ST | UST-841 | Education - Town | 1 | 1984-10-09 | Permanently Closed | 3000 | Heating Oil No.2
WARREN | KICKEMUIT MIDDLE SCHOOL (FORMERLY WARREN HIGH) | 525 CHILD ST | UST-2804 | Education - Town | 1 | 1959-09-01 | Permanently Closed | 10000 | Heating Oil No.2
WARREN | KICKEMUIT MIDDLE SCHOOL (FORMERLY WARREN HIGH) | 525 CHILD ST | UST-2804 | Education - Town | 2 | 1957-09-01 | Permanently Closed | 600 | Gasoline
WARREN | KICKEMUIT MIDDLE SCHOOL (FORMERLY WARREN HIGH) | 525 CHILD ST | UST-2804 | Education - Town | 3 | 1997-10-22 | In Use | 10000 | Heating Oil No.2 | Double Walled
WARREN | LLOYD MANUFACTURING CORPORATION | 130 FRANKLIN ST/P.O. BOX 347 | UST-13 | Industrial | 1 | 1984-10-09 | Permanently Closed | 30000 | Heating Oil No.6
WARREN | LLOYD MANUFACTURING CORPORATION | 130 FRANKLIN ST/P.O. BOX 347 | UST-13 | Industrial | 2 | 1984-10-09 | Permanently Closed | 9500 | Heating Oil No.4
WARREN | LLOYD MANUFACTURING CORPORATION | 130 FRANKLIN ST/P.O. BOX 347 | UST-13 | Industrial | 3 | 1984-10-09 | Permanently Closed | 4000 | Hazardous Substance
WARREN | LLOYD MANUFACTURING CORPORATION | 130 FRANKLIN ST/P.O. BOX 347 | UST-13 | Industrial | 4 | 1984-10-09 | Permanently Closed | 1000 | Hazardous Substance
WARREN | LLOYD MANUFACTURING CORPORATION | 130 FRANKLIN ST/P.O. BOX 347 | UST-13 | Industrial | 5 | 1987-06-01 | Permanently Closed | 5000 | Hazardous Substance
WARREN | LLOYD MANUFACTURING CORPORATION | 130 FRANKLIN ST/P.O. BOX 347 | UST-13 | Industrial | 6 | 1984-10-09 | Permanently Closed | 1000 | Gasoline
WARREN | LLOYD MANUFACTURING CORPORATION | 130 FRANKLIN ST/P.O. BOX 347 | UST-13 | Industrial | 7 | 1984-10-09 | Permanently Closed | 1000 | Gasoline
WARREN | LLOYD MANUFACTURING CORPORATION | 130 FRANKLIN ST/P.O. BOX 347 | UST-13 | Industrial | 8 | 1984-10-09 | Permanently Closed | 4500 | Heating Oil No.4
WARREN | LOCOUST ST. PUMP STATION | LOCOUST ST | UST-1039 | City/Town Government | 1 | 1982-04-01 | Permanently Closed | 550 | Diesel
WARREN | LOUIS PALMIERI | 31 TOUISSET RD | UST-16892 | Private Residence | 1 | 1984-10-09 | Permanently Closed | 500 | Heating Oil No.2
WARREN | MAIN STREET SCHOOL | 689 MAIN ST | UST-2800 | Education - Town | 1 | 1940-09-01 | Permanently Closed | 5000 | Kerosene
WARREN | MARCIA L BLOUNT TRUSTEES | 14 WASHINGTON ST | UST-2311 | Private Residence | 1 | 1967-05-01 | In Use | 3000 | Heating Oil No.2
WARREN | MARY V. QUIRK J.H.S. | 790 SOUTH MAIN ST | UST-2803 | Education - Town | 1 | 1940-09-01 | Permanently Closed | 5000 | Heating Oil No.2
WARREN | MECHANIC FIRE DEPARTMENT | 104 WATER ST | UST-17459 | City/Town Government | 1 | 1984-10-09 | Permanently Closed | 500 | Heating Oil No.2
WARREN | MHRH CORPORATION | 945 SOUTH MAIN ST | UST-18873 | Other | 1 | 1984-10-09 | Permanently Closed | 500 | Unknown
WARREN | MRS. HAROLD BOWEN | P.O. BOX 388, ASYLUM RD | UST-2470 | Private Residence | 1 | 1948-05-01 | In Use | 2000 | Heating Oil No.2
WARREN | NARRAGANSETT ELECTRIC COMPANY | 31 MAIN ST | UST-170 | Commercials | 1 | 1939-03-01 | Permanently Closed | 1000 | Diesel
WARREN | NARRAGANSETT ELECTRIC COMPANY | 31 MAIN ST | UST-170 | Commercials | 2 | 1988-01-01 | Permanently Closed | 4000 | Diesel | Double Walled
WARREN | NARRAGANSETT ELECTRIC COMPANY | 31 MAIN ST | UST-170 | Commercials | 3 | 1980-03-01 | Permanently Closed | 4000 | Gasoline
WARREN | NARRAGANSETT ELECTRIC COMPANY | 31 MAIN ST | UST-170 | Commercials | 4 | 1954-03-01 | Permanently Closed | 4000 | Heating Oil No.2
WARREN | NORTH MAIN STREET PUMP STATION | NORTH MAIN ST | UST-1038 | City/Town Government | 1 | 1982-04-01 | Permanently Closed | 550 | Diesel
WARREN | OCEAN STATE PLAZA | 601 METACOM AVE | UST-18216 | Commercials | 1 | 1984-10-09 | Permanently Closed | 550 | Waste Oil
WARREN | PLAT 15A LOT 310 AT MAIN STREET | MAIN ST | UST-4768 | Commercials | 1 | 1984-10-09 | Permanently Closed | 900 | Gasoline
WARREN | PUB DENNIS | 632 METACOM AVE | UST-704 | Commercials | 1 | 1977-04-01 | Permanently Closed | 4000 | Diesel
WARREN | R.J. AVILA ASSOCIATES, INC. | 560 METACOM AVE | UST-1 | Industrial | 1 | 1971-12-01 | Permanently Closed | 5000 | Heating Oil No.2
WARREN | R.J. AVILA ASSOCIATES, INC. | 560 METACOM AVE | UST-1 | Industrial | 2 | 1980-12-01 | Permanently Closed | 3000 | Heating Oil No.2
WARREN | REDMOND REALTY PROPERTY | 175 NORTH MAIN ST | UST-4234 | Commercials | 1 | 1984-10-09 | Permanently Closed | 500 | Heating Oil No.2
WARREN | REDMOND REALTY PROPERTY | 175 NORTH MAIN ST | UST-4234 | Commercials | 2 | 1984-10-09 | Permanently Closed | 1000 | Gasoline
WARREN | REDMOND REALTY PROPERTY | 175 NORTH MAIN ST | UST-4234 | Commercials | 3 | 1984-10-09 | Permanently Closed | 1000 | Gasoline
WARREN | REDMOND REALTY PROPERTY | 175 NORTH MAIN ST | UST-4234 | Commercials | 4 | 1984-10-09 | Permanently Closed | 1000 | Gasoline
WARREN | RHODE ISLAND ARMY NATIONAL GUARD | 104 MARKET ST | UST-16846 | State Government | 1 | 1984-10-09 | Permanently Closed | 8500 | Heating Oil No.2
WARREN | RI ARMY NATIONAL GUARD FMS #1 44A90 | 45 CROADE ST | UST-1472 | State Government | 1 | 1971-09-01 | Permanently Closed | 3000 | Diesel
WARREN | RI ARMY NATIONAL GUARD FMS #1 44A90 | 45 CROADE ST | UST-1472 | State Government | 2 | 1979-09-01 | Permanently Closed | 1000 | Gasoline
WARREN | RI ARMY NATIONAL GUARD FMS #1 44A90 | 45 CROADE ST | UST-1472 | State Government | 3 | 1983-09-01 | Permanently Closed | 500 | Waste Oil
WARREN | RI ARMY NATIONAL GUARD FMS #1 44A90 | 45 CROADE ST | UST-1472 | State Government | 4 | 1984-10-09 | Permanently Closed | 1000 | Heating Oil No.2
WARREN | ROBERT J. AVILA | 317 MARKET ST | UST-4001 | Commercials | 1 | 1984-10-09 | Permanently Closed | 2000 | Waste Oil
WARREN | ROBERT J. AVILA | 317 MARKET ST | UST-4001 | Commercials | 2 | 1984-10-09 | Permanently Closed | 1000 | Waste Oil
WARREN | ROOP RESIDENCE | 1 BARTON RD | UST-4556 | Private Residence | 1 | 1984-10-09 | Permanently Closed | 2000 | Heating Oil No.2
WARREN | ROOP RESIDENCE | 1 BARTON RD | UST-4556 | Private Residence | 2 | 1984-10-09 | Permanently Closed | 2000 | Heating Oil No.2
WARREN | ROUGH & READY FIRE STATION ENGINE | METACOM AVE | UST-842 | City/Town Government | 1 | 1984-10-09 | Permanently Closed | 300 | Heating Oil No.2
WARREN | SAINT THOMAS THE APOSTLE CHURCH | 500 METACOM AVE | UST-2045 | Other | 1 | 1955-05-01 | Permanently Closed | 2000 | Heating Oil No.2
WARREN | SHELBY INVESTMENTS GROUP, LLC | 478 MAIN ST | UST-1239 | Commercials | 1 | 1984-10-09 | Permanently Closed | 1000 | Heating Oil No.2 | Single Walled
WARREN | SHELBY INVESTMENTS GROUP, LLC | 478 MAIN ST | UST-1239 | Commercials | 2 | 1984-10-09 | Permanently Closed | 5000 | Heating Oil No.2
WARREN | ST. ALEXANDER CHURCH | MAIN ST | UST-17299 | Other | 1 | 1984-10-09 | Permanently Closed | 1000 | Heating Oil No.2
WARREN | ST. CASIMIR PLACE | 228 CHILD ST | UST-4236 | Commercials | 1 | 1984-10-09 | Permanently Closed | 1000 | Heating Oil No.2
WARREN | ST. MARY OF THE BAY | 645 MAIN ST | UST-3379 | Other | 1 | 1970-09-01 | Permanently Closed | 5000 | Heating Oil No.2
WARREN | ST. MARY OF THE BAY | 645 MAIN ST | UST-3379 | Other | 2 | 1984-10-09 | Permanently Closed | 500 | Heating Oil No.2
WARREN | STARCK REALTY | 17 FRANKLIN ST | UST-18740 | Commercials | 1 | 1984-10-09 | Permanently Closed | 1000 | Gasoline
WARREN | STEVE'S TRANSMISSION | 338 METACOM AVE | UST-732 | Commercials | 1 | 1968-10-01 | Permanently Closed | 6000 | Gasoline
WARREN | STEVE'S TRANSMISSION | 338 METACOM AVE | UST-732 | Commercials | 2 | 1968-10-01 | Permanently Closed | 6000 | Gasoline
WARREN | STEVE'S TRANSMISSION | 338 METACOM AVE | UST-732 | Commercials | 3 | 1968-10-01 | Permanently Closed | 6000 | Gasoline
WARREN | STEVE'S TRANSMISSION | 338 METACOM AVE | UST-732 | Commercials | 4 | 1968-10-01 | Permanently Closed | 4000 | Diesel
WARREN | STEVE'S TRANSMISSION | 338 METACOM AVE | UST-732 | Commercials | 5 | 1968-10-01 | Permanently Closed | 550 | Waste Oil
WARREN | STEVE'S TRANSMISSION | 338 METACOM AVE | UST-732 | Commercials | 6 | 1968-10-01 | Permanently Closed | 500 | Heating Oil No.2
WARREN | SUPER MART | 747 MAIN ST | UST-375 | Commercials | 1 | 1984-10-09 | Permanently Closed | 4000 | Gasoline
WARREN | SUPER MART | 747 MAIN ST | UST-375 | Commercials | 2 | 1984-10-09 | Permanently Closed | 4000 | Gasoline
WARREN | SUPER MART | 747 MAIN ST | UST-375 | Commercials | 3 | 1984-10-09 | Permanently Closed | 4000 | Gasoline
WARREN | SUPER MART | 747 MAIN ST | UST-375 | Commercials | 4 | 1984-10-09 | Permanently Closed | 550 | Waste Oil
WARREN | SUPER MART | 747 MAIN ST | UST-375 | Commercials | 5 | 1980-07-01 | In Use | 500 | Heating Oil No.2 | Double Walled
WARREN | TAYLOR BOX COMPANY | 293 CHILD ST | UST-16921 | Commercials | 1 | 1984-10-09 | Permanently Closed | 5000 | Heating Oil No.2
WARREN | THE ANCHORAGE INC. | 57 MILLER ST | UST-16289 | Commercials | 1 | 1984-10-09 | Permanently Closed | 500 | Heating Oil No.2
WARREN | THE ANCHORAGE INC. | 57 MILLER ST | UST-16289 | Commercials | 2 | 1984-10-09 | Permanently Closed | 500 | Heating Oil No.2
WARREN | TIM'S AUTO | 404 CHILD ST | UST-16447 | Gasoline Station | 1 | 1984-10-09 | Permanently Closed | 2000 | Gasoline
WARREN | TIM'S AUTO | 404 CHILD ST | UST-16447 | Gasoline Station | 2 | 1984-10-09 | Permanently Closed | 1000 | Gasoline
WARREN | TOWN & COUNTRY INTERNATIONAL, INC. | 317 MARKET ST | UST-32 | Commercials | 1 | 1984-10-09 | Permanently Closed | 10000 | Gasoline
WARREN | TOWN & COUNTRY INTERNATIONAL, INC. | 317 MARKET ST | UST-32 | Commercials | 2 | 1984-10-09 | Permanently Closed | 10000 | Gasoline
WARREN | TOWN & COUNTRY INTERNATIONAL, INC. | 317 MARKET ST | UST-32 | Commercials | 3 | 1984-01-01 | Permanently Closed | 10000 | Diesel
WARREN | TRI TOWN SERVICE CENTER | 269 MARKET ST | UST-405 | Gasoline Station | 1 | 1973-04-01 | Permanently Closed | 6000 | Gasoline
WARREN | TRI TOWN SERVICE CENTER | 269 MARKET ST | UST-405 | Gasoline Station | 2 | 1973-04-01 | Permanently Closed | 6000 | Gasoline
WARREN | TRI TOWN SERVICE CENTER | 269 MARKET ST | UST-405 | Gasoline Station | 3 | 1984-10-09 | Permanently Closed | 6000 | Unknown
WARREN | VERIZON NEW ENGLAND, INC. (RI 335208) | 37 EVERETT ST | UST-1211 | Commercials | 1 | 1984-10-09 | Permanently Closed | 1000 | Heating Oil No.2
WARREN | VERIZON NEW ENGLAND, INC. (RI 335208) | 37 EVERETT ST | UST-1211 | Commercials | 2 | 1986-10-22 | Permanently Closed | 1000 | Diesel | Double Walled | 1997-11-11
WARREN | VERIZON NEW ENGLAND, INC. (RI 335208) | 37 EVERETT ST | UST-1211 | Commercials | 3 | 1984-10-09 | Permanently Closed | 1000 | Diesel
WARREN | VERIZON NEW ENGLAND, INC. (RI 335208) | 37 EVERETT ST | UST-1211 | Commercials | 4 | 2020-05-21 | In Use | 2500 | Diesel | Double Walled | 2020-08-11
WARREN | WARREN CHAIR (FORMERLY WINDSOR PROPERTIES) | 30 CUTLER ST | UST-1974 | Industrial | 1 | 1984-10-09 | Permanently Closed | 200 | Gasoline
WARREN | WARREN CHAIR (FORMERLY WINDSOR PROPERTIES) | 30 CUTLER ST | UST-1974 | Industrial | 2 | 1984-10-09 | Permanently Closed | 10000 | Heating Oil No.4
WARREN | WARREN CHAIR (FORMERLY WINDSOR PROPERTIES) | 30 CUTLER ST | UST-1974 | Industrial | 3 | 1984-10-09 | Permanently Closed | 4000 | Heating Oil No.4
WARREN | WARREN CHAIR WORKS | 79 JOYCE ST | UST-16709 | Commercials | 1 | 1984-10-09 | Permanently Closed | 5000 | Heating Oil No.6
WARREN | WARREN CHAIR WORKS | 79 JOYCE ST | UST-16709 | Commercials | 2 | 1984-10-09 | Permanently Closed | 1000 | Gasoline
WARREN | WARREN ELECTRIC CORPORATION | 36 FRANKLIN ST | UST-3514 | Industrial | 1 | 1984-10-09 | Permanently Closed | 5000 | Heating Oil No.4
WARREN | WARREN GARAGE (D.O.T.) | RIDGEWAY DR | UST-1296 | State Government | 1 | 1976-05-01 | Permanently Closed | 5000 | Gasoline
WARREN | WARREN GARAGE (D.O.T.) | RIDGEWAY DR | UST-1296 | State Government | 2 | 1980-05-01 | Permanently Closed | 5000 | Diesel
WARREN | WARREN HANDKERCHIEF FACTORY | 569 MAIN ST | UST-4659 | Commercials | 1 | 1984-10-09 | Permanently Closed | 2000 | Heating Oil No.2 | Single Walled
WARREN | WARREN HIGHWAY GARAGE | BIRCH SWAMP RD | UST-218 | City/Town Government | 1 | 1975-03-01 | Permanently Closed | 10000 | Gasoline
WARREN | WARREN HIGHWAY GARAGE | BIRCH SWAMP RD | UST-218 | City/Town Government | 2 | 1975-03-01 | Permanently Closed | 2000 | Diesel
WARREN | WARREN HIGHWAY GARAGE | BIRCH SWAMP RD | UST-218 | City/Town Government | 3 | 1978-03-01 | Permanently Closed | 5000 | Gasoline
WARREN | WARREN HIGHWAY GARAGE | BIRCH SWAMP RD | UST-218 | City/Town Government | 4 | 1984-10-09 | Permanently Closed | 500 | Heating Oil No.2
WARREN | WARREN METHODIST CHURCH | 25 CHURCH ST | UST-17216 | Other | 1 | 1984-10-09 | Permanently Closed | 500 | Heating Oil No.2
WARREN | WARREN POST | 53 CHILD ST | UST-2233 | Federal Government | 1 | 1960-11-01 | Permanently Closed | 6000 | Heating Oil No.2
WARREN | WARREN REALTY CORPORATION | 12 MARKET ST | UST-4702 | Commercials | 1 | 1984-10-09 | Permanently Closed | 750 | Unknown | Single Walled
WARREN | WARREN REALTY CORPORATION | 12 MARKET ST | UST-4702 | Commercials | 2 | 1984-10-09 | Permanently Closed | 1100 | Unknown | Single Walled
WARREN | WARREN REALTY CORPORATION | 12 MARKET ST | UST-4702 | Commercials | 3 | 1984-10-09 | Permanently Closed | 3000 | Unknown | Single Walled
WARREN | WARREN REALTY CORPORATION | 12 MARKET ST | UST-4702 | Commercials | 4 | 1984-10-09 | Permanently Closed | 1100 | Unknown | Single Walled
WARREN | WARREN REALTY CORPORATION | 12 MARKET ST | UST-4702 | Commercials | 5 | 1984-10-09 | Permanently Closed | 550 | Unknown | Single Walled
WARREN | WARREN SERVICE STATION | 100 MAIN ST | UST-386 | Gasoline Station | 1 | 1982-04-01 | Permanently Closed | 4000 | Diesel
WARREN | WARREN SERVICE STATION | 100 MAIN ST | UST-386 | Gasoline Station | 2 | 1988-08-01 | Permanently Closed | 4000 | Kerosene | Single Walled | 1988-07-01
WARREN | WARREN SERVICE STATION | 100 MAIN ST | UST-386 | Gasoline Station | 3 | 1956-04-01 | Permanently Closed | 4000 | Gasoline
WARREN | WARREN SERVICE STATION | 100 MAIN ST | UST-386 | Gasoline Station | 4 | 1988-07-01 | Permanently Closed | 8000 | Diesel | Single Walled | 1988-07-01
WARREN | WARREN SERVICE STATION | 100 MAIN ST | UST-386 | Gasoline Station | 5 | 1956-04-01 | Permanently Closed | 4000 | Gasoline
WARREN | WARREN SERVICE STATION | 100 MAIN ST | UST-386 | Gasoline Station | 6 | 1988-07-01 | Permanently Closed | 8000 | Gasoline | Single Walled | 1988-07-01
WARREN | WARREN SERVICE STATION | 100 MAIN ST | UST-386 | Gasoline Station | 7 | 1956-04-01 | Permanently Closed | 4000 | Gasoline
WARREN | WARREN SERVICE STATION | 100 MAIN ST | UST-386 | Gasoline Station | 8 | 1988-07-01 | Permanently Closed | 8000 | Gasoline | Single Walled | 1988-07-01
WARREN | WARREN SERVICE STATION | 100 MAIN ST | UST-386 | Gasoline Station | 9 | 1956-04-01 | Permanently Closed | 4000 | Gasoline
WARREN | WARREN SERVICE STATION | 100 MAIN ST | UST-386 | Gasoline Station | 10 | 1956-04-01 | Permanently Closed | 500 | Waste Oil
WARREN | WARREN SERVICE STATION | 100 MAIN ST | UST-386 | Gasoline Station | 11 | 1988-07-01 | Permanently Closed | 1000 | Waste Oil | Single Walled
WARREN | WARREN SERVICE STATION | 100 MAIN ST | UST-386 | Gasoline Station | 12 | 1956-04-01 | Permanently Closed | 500 | Heating Oil No.2
WARREN | WARREN SERVICE STATION | 100 MAIN ST | UST-386 | Gasoline Station | 13 | 1988-07-01 | Permanently Closed | 1000 | Heating Oil No.2 | Single Walled | 1988-08-01
WARREN | WARREN SERVICE STATION | 100 MAIN ST | UST-386 | Gasoline Station | 14 | 2019-11-01 | In Use | 12000 | Gasoline | Double Walled | 2020-01-29
WARREN | WARREN SERVICE STATION | 100 MAIN ST | UST-386 | Gasoline Station | 15 | 2019-11-01 | In Use | 5000 | Gasoline | Double Walled | 2020-01-29
WARREN | WARREN SERVICE STATION | 100 MAIN ST | UST-386 | Gasoline Station | 16 | 2019-11-01 | In Use | 5000 | Diesel | Double Walled | 2020-01-29
WARREN | WARREN TOWN HALL | 516 MAIN ST | UST-840 | City/Town Government | 1 | 1940-04-01 | Permanently Closed | 1000 | Heating Oil No.2
WARREN | WARREN WASTEWATER TREATMENT PLANT | 457 WATER ST | UST-1040 | City/Town Government | 1 | 1982-04-01 | Permanently Closed | 2000 | Diesel
WARREN | WATERVIEW CONDOMINIUMS ASSOC., INC. | 510 CHILD ST | UST-18787 | Commercials | 1 | 1984-10-09 | Permanently Closed | 4000 | Unknown
WARREN | WATERVIEW CONDOMINIUMS ASSOC., INC. | 510 CHILD ST | UST-18787 | Commercials | 2 | 1984-10-09 | Permanently Closed | 4000 | Unknown
WARREN | WATERVIEW CONDOMINIUMS ASSOC., INC. | 510 CHILD ST | UST-18787 | Commercials | 3 | 2000-09-21 | In Use | 2000 | Heating Oil No.2 | Double Walled
WARREN | WATERVIEW CONDOMINIUMS ASSOC., INC. | 510 CHILD ST | UST-18787 | Commercials | 4 | 2000-09-21 | In Use | 2000 | Heating Oil No.2 | Double Walled
WARREN | WHITE MARINE, INC. | 249 CHILD ST | UST-16070 | Other | 1 | 1984-10-09 | Permanently Closed | 2000 | Gasoline
WARREN | WHITE MARINE, INC. | 249 CHILD ST | UST-16070 | Other | 2 | 1984-10-09 | Permanently Closed | 2000 | Gasoline
WARREN | WILLIAM VANKERK | 48 SHORE RD | UST-18748 | Private Residence | 1 | 1984-10-09 | Permanently Closed | 2000 | Heating Oil No.2
WARWICK | #1 TIRE COMPANY | 1564 WARWICK AVE | UST-16330 | Commercials | 1 | 1984-10-09 | Permanently Closed | 1500 | Heating Oil No.2
WARWICK | #1 TIRE COMPANY | 1564 WARWICK AVE | UST-16330 | Commercials | 2 | 1984-10-09 | Permanently Closed | 4000 | Waste Oil
WARWICK | #1 TIRE COMPANY | 1564 WARWICK AVE | UST-16330 | Commercials | 3 | 1984-10-09 | Permanently Closed | 250 | Waste Oil
WARWICK | #1 TIRE COMPANY | 1564 WARWICK AVE | UST-16330 | Commercials | 4 | 1984-10-09 | Permanently Closed | 250 | Waste Oil
WARWICK | #1 TIRE COMPANY | 1564 WARWICK AVE | UST-16330 | Commercials | 5 | 1984-10-09 | Permanently Closed | 250 | Waste Oil
WARWICK | 103 GLENHAM AVENUE | 103 GLENHAM AVE | UST-4951 | Commercials | 1 | null | Permanently Closed | 1000 | Heating Oil No.2 | Single Walled
WARWICK | 2574 WEST SHORE ROAD WARWICK | 2574 WEST SHORE RD | UST-3072 | Commercials | 1 | 1960-01-01 | Permanently Closed | 5000 | Heating Oil No.2
WARWICK | 2575 WARWICK AVENUE APARTMENTS | 2575 WARWICK AVE | UST-4688 | Commercials | 1 | 1984-10-09 | Permanently Closed | 2000 | Heating Oil No.2 | Single Walled
WARWICK | 272 PETTACONSETT LLC | 272 PETTACONSETT AVE | UST-4735 | Commercials | 1 | 1984-10-09 | Permanently Closed | 1000 | Heating Oil No.2 | Single Walled
WARWICK | 2975 WEST SHORE ROAD COMMERCIAL BLDG | 2975 WEST SHORE RD | UST-3180 | Commercials | 1 | 1970-03-01 | Permanently Closed | 500 | Heating Oil No.2 | Single Walled
WARWICK | 3034 POST ROAD | 3034 POST RD | UST-4057 | State Government | 1 | 1984-10-09 | Permanently Closed | 1000 | Gasoline
WARWICK | 3034 POST ROAD | 3034 POST RD | UST-4057 | State Government | 2 | 1984-10-09 | Permanently Closed | 1000 | Gasoline
WARWICK | 3034 POST ROAD | 3034 POST RD | UST-4057 | State Government | 3 | 1984-10-09 | Permanently Closed | 1000 | Kerosene
WARWICK | 3034 POST ROAD | 3034 POST RD | UST-4057 | State Government | 4 | 1984-10-09 | Permanently Closed | 1000 | Heating Oil No.2
WARWICK | 3034 POST ROAD | 3034 POST RD | UST-4057 | State Government | 5 | 1984-10-09 | Permanently Closed | 250 | Heating Oil No.2
WARWICK | 3034 POST ROAD | 3034 POST RD | UST-4057 | State Government | 6 | 1984-10-09 | Permanently Closed | 1000 | Unknown
WARWICK | 360 EAST AVENUE COMMERCIAL BUILDING | 360 EAST AVE | UST-4856 | Commercials | 1 | null | Permanently Closed | 500 | Heating Oil No.2 | Single Walled
WARWICK | 3666 WEST SHORE ROAD | 3666 WEST SHORE RD | UST-4085 | Commercials | 1 | 1984-10-09 | Permanently Closed | 1000 | Diesel
WARWICK | 470 MEDICAL OFFICE ASSOCIATES, LLC | 470 TOLL GATE RD | UST-19317 | Multiple Residence | 1 | 1984-10-09 | Permanently Closed | 275 | Heating Oil No.2
WARWICK | 470 MEDICAL OFFICE ASSOCIATES, LLC | 470 TOLL GATE RD | UST-19317 | Multiple Residence | 2 | 1984-10-09 | Permanently Closed | 275 | Heating Oil No.2
WARWICK | 59 COUNTRY LANE RESIDENCE | 59 COUNTRY LN | UST-4878 | Private Residence | 1 | null | Permanently Closed | 2000 | Heating Oil No.2
WARWICK | 618-628 TOLLGATE ROAD REALTY ASSOC., LLC | 618-628 TOLL GATE RD | UST-18201 | Commercials | 1 | 1984-10-09 | Permanently Closed | 2000 | Heating Oil No.2
WARWICK | 7-ELEVEN #33176 | 2078 WEST SHORE RD | UST-18925 | Gasoline Station | 1 | 1984-10-09 | Permanently Closed | 2000 | Heating Oil No.2
WARWICK | 7-ELEVEN #33176 | 2078 WEST SHORE RD | UST-18925 | Gasoline Station | 2 | 2003-06-26 | In Use | 10000 | Gasoline | Double Walled | 2021-10-26
WARWICK | 7-ELEVEN #33176 | 2078 WEST SHORE RD | UST-18925 | Gasoline Station | 3 | 2003-06-26 | In Use | 15000 | Gasoline | Double Walled | 2021-10-26
WARWICK | A AND D GREEN ENERGY | 1959 WARWICK AVE | UST-768 | Gasoline Station | 1 | 1980-04-01 | Permanently Closed | 8000 | Gasoline
WARWICK | A AND D GREEN ENERGY | 1959 WARWICK AVE | UST-768 | Gasoline Station | 2 | 1980-04-01 | Permanently Closed | 8000 | Gasoline
WARWICK | A AND D GREEN ENERGY | 1959 WARWICK AVE | UST-768 | Gasoline Station | 3 | 1980-04-01 | Permanently Closed | 8000 | Gasoline
WARWICK | A AND D GREEN ENERGY | 1959 WARWICK AVE | UST-768 | Gasoline Station | 4 | 1984-10-09 | Permanently Closed | 500 | Heating Oil No.2
WARWICK | A AND D GREEN ENERGY | 1959 WARWICK AVE | UST-768 | Gasoline Station | 5 | 1998-08-05 | In Use | 12000 | Gasoline | Double Walled | 2018-02-05
WARWICK | A AND D GREEN ENERGY | 1959 WARWICK AVE | UST-768 | Gasoline Station | 6 | 1998-08-05 | In Use | 6000 | Gasoline | Double Walled | 2018-02-05
WARWICK | A AND D GREEN ENERGY | 1959 WARWICK AVE | UST-768 | Gasoline Station | 7 | 1998-08-05 | In Use | 2000 | Diesel | Double Walled | 2018-02-05
WARWICK | A. E. BRAGGER CONSTRUCTION COMPANY | 110 BROWNLEE BLVD | UST-16997 | Commercials | 1 | 1984-10-09 | Permanently Closed | 10000 | Diesel
WARWICK | A. E. BRAGGER CONSTRUCTION COMPANY | 110 BROWNLEE BLVD | UST-16997 | Commercials | 2 | 1984-10-09 | Permanently Closed | 40000 | Gasoline
WARWICK | A.B. DICK COMPANY | 1 BRAEMORE WAY | UST-3380 | Commercials | 1 | 1975-08-01 | Permanently Closed | 2500 | Other
WARWICK | A3 SERVICE STATION | 688 WEST SHORE RD | UST-2987 | Gasoline Station | 1 | 1974-08-01 | Permanently Closed | 6000 | Gasoline
WARWICK | A3 SERVICE STATION | 688 WEST SHORE RD | UST-2987 | Gasoline Station | 2 | 1974-08-01 | Permanently Closed | 6000 | Gasoline
WARWICK | A3 SERVICE STATION | 688 WEST SHORE RD | UST-2987 | Gasoline Station | 3 | 1974-08-01 | Permanently Closed | 6000 | Gasoline
WARWICK | A3 SERVICE STATION | 688 WEST SHORE RD | UST-2987 | Gasoline Station | 4 | 1984-10-09 | Permanently Closed | 1000 | Heating Oil No.2
WARWICK | A3 SERVICE STATION | 688 WEST SHORE RD | UST-2987 | Gasoline Station | 5 | 1984-10-09 | Permanently Closed | 1000 | Waste Oil
WARWICK | A3 SERVICE STATION | 688 WEST SHORE RD | UST-2987 | Gasoline Station | 6 | 1998-12-01 | In Use | 10000 | Gasoline | Double Walled
WARWICK | A3 SERVICE STATION | 688 WEST SHORE RD | UST-2987 | Gasoline Station | 7 | 1998-12-01 | In Use | 8000 | Gasoline | Double Walled
WARWICK | AAA | 469 CENTERVILLE RD | UST-15054 | Commercials | 1 | 1984-10-09 | Permanently Closed | 500 | Gasoline
WARWICK | AAA | 469 CENTERVILLE RD | UST-15054 | Commercials | 2 | 1984-10-09 | Permanently Closed | 500 | Heating Oil No.2
WARWICK | AAA SOUTH CENTRAL NEW ENGLAND | 501 CENTERVILLE RD | UST-3824 | Commercials | 1 | 1986-10-01 | Permanently Closed | 1000 | Diesel | Double Walled
WARWICK | ACCORD MOTORS | 180 JEFFERSON BLVD | UST-1884 | Commercials | 1 | 1984-10-09 | Permanently Closed | 2000 | Diesel
WARWICK | ACCORD MOTORS | 180 JEFFERSON BLVD | UST-1884 | Commercials | 2 | 1984-10-09 | Permanently Closed | 2000 | Diesel
WARWICK | ACME DEVELOPMENT COMPANY | 405 WARWICK AVE | UST-3322 | Commercials | 1 | 1978-11-01 | Permanently Closed | 20000 | Heating Oil No.2
WARWICK | ACME DEVELOPMENT COMPANY | 405 WARWICK AVE | UST-3322 | Commercials | 2 | 1984-10-09 | Permanently Closed | 1000 | Motor Oil
WARWICK | ADMINISTRATION BLDG. WARWICK SCHOOLS | 34 WARWICK LAKE AVE | UST-2743 | City/Town Government | 1 | 1948-04-01 | Permanently Closed | 1000 | Heating Oil No.2
WARWICK | ADMINISTRATION BLDG. WARWICK SCHOOLS | 34 WARWICK LAKE AVE | UST-2743 | City/Town Government | 2 | 1996-08-01 | In Use | 5000 | Heating Oil No.2 | Double Walled
WARWICK | AGWAY | 11 INDUSTRIAL DR | UST-15425 | Commercials | 1 | 1984-10-09 | Permanently Closed | 1000 | Gasoline
WARWICK | AGWAY | 11 INDUSTRIAL DR | UST-15425 | Commercials | 2 | 1984-10-09 | Permanently Closed | 2000 | Diesel
WARWICK | AIR TRAFFIC CONTROL TOWER | WARWICK INDUSTRIAL AVE | UST-3252 | Federal Government | 1 | 1989-10-01 | Permanently Closed | 2000 | Diesel
WARWICK | AIRFIELD MAINTENANCE FACILITY | 300 AIRPORT RD | UST-19305 | State Government | 1 | 2007-05-23 | In Use | 600 | Waste Oil | Double Walled
WARWICK | AIRPORT BUSINESS CENTER | 333 STRAWBERRY FIELD RD | UST-2863 | Commercials | 1 | 1982-10-01 | Permanently Closed | 10000 | Gasoline
WARWICK | AIRPORT BUSINESS CENTER | 333 STRAWBERRY FIELD RD | UST-2863 | Commercials | 2 | 1965-10-01 | Permanently Closed | 20000 | Heating Oil No.6
WARWICK | AIRPORT BUSINESS CENTER | 333 STRAWBERRY FIELD RD | UST-2863 | Commercials | 3 | 1961-10-01 | Permanently Closed | 20000 | Heating Oil No.6
WARWICK | AIRPORT BUSINESS CENTER | 333 STRAWBERRY FIELD RD | UST-2863 | Commercials | 4 | 1984-10-09 | Permanently Closed | 275 | Gasoline
WARWICK | AIRPORT BUSINESS CENTER | 333 STRAWBERRY FIELD RD | UST-2863 | Commercials | 5 | 1984-10-09 | Permanently Closed | 275 | Gasoline
WARWICK | AIRPORT BUSINESS CENTER | 333 STRAWBERRY FIELD RD | UST-2863 | Commercials | 6 | 1984-10-09 | Permanently Closed | 10000 | Unknown
WARWICK | AIRPORT CAR WASH | 699 AIRPORT RD | UST-1643 | Commercials | 1 | 1976-03-01 | Permanently Closed | 8000 | Gasoline
WARWICK | AIRPORT CAR WASH | 699 AIRPORT RD | UST-1643 | Commercials | 2 | 1976-03-01 | Permanently Closed | 8000 | Gasoline
WARWICK | AIRPORT CAR WASH | 699 AIRPORT RD | UST-1643 | Commercials | 3 | 1976-03-01 | Permanently Closed | 8000 | Gasoline
WARWICK | AIRPORT PLAZA | 1800 POST RD | UST-18941 | Commercials | 1 | 1984-10-09 | Permanently Closed | 1000 | Heating Oil No.2
WARWICK | AJAX REAL ESTATE | 2424 WEST SHORE RD | UST-17011 | Commercials | 1 | 1984-10-09 | Permanently Closed | 1000 | Heating Oil No.2
WARWICK | AL CORRADO RENTAL PROPERTY | 481-483 POST RD | UST-19005 | Commercials | 1 | 1984-10-09 | Permanently Closed | 275 | Heating Oil No.2
WARWICK | ALAMO RENT A CAR (FORMERLY) | 1900 POST RD | UST-18306 | Commercials | 1 | 1998-07-14 | Permanently Closed | 10000 | Gasoline | Double Walled
WARWICK | ALBERT REALTY, INC. | 22 VETERAN'S MEMORIAL DR | UST-2308 | Commercials | 1 | 1984-10-09 | In Use | 1000 | Heating Oil No.2
WARWICK | ALBERT REALTY, INC. | 22 VETERAN'S MEMORIAL DR | UST-2308 | Commercials | 2 | 1984-10-09 | In Use | 1000 | Heating Oil No.2
WARWICK | ALDRICH ESTATE (FERLAND CORP.) | 200 ALDRICH AVE | UST-15644 | Commercials | 1 | 1964-02-01 | Permanently Closed | 1000 | Gasoline
WARWICK | ALDRICH ESTATE (FERLAND CORP.) | 200 ALDRICH AVE | UST-15644 | Commercials | 2 | 1964-02-01 | Permanently Closed | 550 | Gasoline
WARWICK | ALDRICH JR. HIGH SCHOOL | 789 POST RD | UST-2733 | Education - Town | 1 | 1946-04-01 | Permanently Closed | 5000 | Heating Oil No.2
WARWICK | ALDRICH JR. HIGH SCHOOL | 789 POST RD | UST-2733 | Education - Town | 2 | 1991-01-01 | In Use | 5000 | Heating Oil No.2
WARWICK | ALDRICH SERVICE STATION | 751 POST RD | UST-675 | Gasoline Station | 1 | 1965-04-01 | Permanently Closed | 2000 | Gasoline
WARWICK | ALDRICH SERVICE STATION | 751 POST RD | UST-675 | Gasoline Station | 2 | 1973-04-01 | Permanently Closed | 6000 | Gasoline
WARWICK | ALDRICH SERVICE STATION | 751 POST RD | UST-675 | Gasoline Station | 3 | 1975-04-01 | Permanently Closed | 1000 | Waste Oil
WARWICK | ALLIED CONCRETE FORMS, INC. | 81 BLEACHERY CT | UST-1779 | Commercials | 1 | 1981-07-01 | Permanently Closed | 4000 | Gasoline
WARWICK | ALLIED CONCRETE FORMS, INC. | 81 BLEACHERY CT | UST-1779 | Commercials | 2 | 1987-04-01 | Permanently Closed | 3000 | Diesel
WARWICK | ALLIED CONCRETE FORMS, INC. | 81 BLEACHERY CT | UST-1779 | Commercials | 3 | 1987-04-01 | Permanently Closed | 1000 | Waste Oil
WARWICK | ALMACS #52 | 767 WARWICK AVE | UST-3299 | Commercials | 1 | 1957-02-01 | Permanently Closed | 5000 | Heating Oil No.2
WARWICK | AMERICAN DREAM GAS AND SMOKE SHOP | 1015 SANDY LN | UST-901 | Gasoline Station | 1 | 1964-06-01 | Permanently Closed | 6000 | Gasoline
WARWICK | AMERICAN DREAM GAS AND SMOKE SHOP | 1015 SANDY LN | UST-901 | Gasoline Station | 2 | 1989-10-01 | Permanently Closed | 10000 | Gasoline | Single Walled
WARWICK | AMERICAN DREAM GAS AND SMOKE SHOP | 1015 SANDY LN | UST-901 | Gasoline Station | 3 | 1964-06-01 | Permanently Closed | 5000 | Gasoline
WARWICK | AMERICAN DREAM GAS AND SMOKE SHOP | 1015 SANDY LN | UST-901 | Gasoline Station | 4 | 1989-10-01 | Permanently Closed | 10000 | Gasoline | Single Walled
WARWICK | AMERICAN DREAM GAS AND SMOKE SHOP | 1015 SANDY LN | UST-901 | Gasoline Station | 5 | 1964-06-01 | Permanently Closed | 5000 | Gasoline
WARWICK | AMERICAN DREAM GAS AND SMOKE SHOP | 1015 SANDY LN | UST-901 | Gasoline Station | 6 | 1989-10-01 | Permanently Closed | 10000 | Gasoline | Single Walled
WARWICK | AMERICAN DREAM GAS AND SMOKE SHOP | 1015 SANDY LN | UST-901 | Gasoline Station | 7 | 1964-06-01 | Permanently Closed | 5000 | Gasoline
WARWICK | AMERICAN DREAM GAS AND SMOKE SHOP | 1015 SANDY LN | UST-901 | Gasoline Station | 8 | 1964-06-01 | Permanently Closed | 550 | Heating Oil No.2
WARWICK | AMERICAN DREAM GAS AND SMOKE SHOP | 1015 SANDY LN | UST-901 | Gasoline Station | 9 | 1964-06-01 | Permanently Closed | 550 | Waste Oil
WARWICK | AMERICAN DREAM GAS AND SMOKE SHOP | 1015 SANDY LN | UST-901 | Gasoline Station | 10 | 2022-06-06 | In Use | 12000 | Gasoline | Double Walled | 2022-06-15
WARWICK | AMERICAN DREAM GAS AND SMOKE SHOP | 1015 SANDY LN | UST-901 | Gasoline Station | 11 | 2022-06-06 | In Use | 7000 | Gasoline | Double Walled | 2022-06-15
WARWICK | AMERICAN DREAM GAS AND SMOKE SHOP | 1015 SANDY LN | UST-901 | Gasoline Station | 12 | 2022-06-06 | In Use | 5000 | Diesel | Double Walled | 2022-06-15
WARWICK | AMERICAN RED CROSS | 15 CENTERVILLE RD | UST-15851 | Commercials | 1 | 1984-10-09 | Permanently Closed | 1000 | Gasoline
WARWICK | AMES DEPARTMENT STORE (FORMER) | 320 WARWICK AVE | UST-16483 | Commercials | 1 | 1984-10-09 | Permanently Closed | 2000 | Heating Oil No.2
WARWICK | AMOCO SERVICE STATION | 2065 WARWICK AVE | UST-1573 | Gasoline Station | 1 | 1978-02-01 | Permanently Closed | 8000 | Gasoline
WARWICK | AMOCO SERVICE STATION | 2065 WARWICK AVE | UST-1573 | Gasoline Station | 2 | 1978-02-01 | Permanently Closed | 8000 | Gasoline
WARWICK | AMOCO SERVICE STATION | 2065 WARWICK AVE | UST-1573 | Gasoline Station | 3 | 1978-02-01 | Permanently Closed | 10000 | Gasoline
WARWICK | AMOCO SERVICE STATION | 2065 WARWICK AVE | UST-1573 | Gasoline Station | 4 | 1978-02-01 | Permanently Closed | 10000 | Gasoline
WARWICK | ANDY'S AUTO REPAIR | 2987 WEST SHORE RD | UST-2660 | Gasoline Station | 1 | 1967-09-01 | Permanently Closed | 3000 | Gasoline
WARWICK | ANDY'S AUTO REPAIR | 2987 WEST SHORE RD | UST-2660 | Gasoline Station | 2 | 1967-09-01 | Permanently Closed | 3000 | Gasoline
WARWICK | ANDY'S AUTO REPAIR | 2987 WEST SHORE RD | UST-2660 | Gasoline Station | 3 | 1967-09-01 | Permanently Closed | 3000 | Gasoline
WARWICK | ANDY'S AUTO REPAIR | 2987 WEST SHORE RD | UST-2660 | Gasoline Station | 4 | 1984-09-01 | Permanently Closed | 4000 | Gasoline
WARWICK | ANDY'S AUTO REPAIR | 2987 WEST SHORE RD | UST-2660 | Gasoline Station | 5 | 1984-10-09 | Permanently Closed | 750 | Waste Oil
WARWICK | ANDY'S AUTO REPAIR | 2987 WEST SHORE RD | UST-2660 | Gasoline Station | 6 | 1984-10-09 | Permanently Closed | 750 | Waste Oil
WARWICK | ANITA ELLIOTT RESIDENT | 243 HILLARD AVE | UST-3933 | Private Residence | 1 | 1984-10-09 | Permanently Closed | 2000 | Heating Oil No.2
WARWICK | ANTORA CREATIONS | 50 ALBANY RD | UST-18487 | Commercials | 1 | 1984-10-09 | Permanently Closed | 2000 | Heating Oil No.2
WARWICK | APEX | 555 GREENWICH AVE | UST-16080 | Commercials | 1 | 1984-10-09 | Permanently Closed | 1000 | Waste Oil
WARWICK | APPONAUG HARBOR MARINA | 17 ARNOLD'S NECK DR | UST-15230 | Other | 1 | 1984-10-09 | Permanently Closed | 2000 | Gasoline
WARWICK | APPONAUG HARBOR MARINA | 17 ARNOLD'S NECK DR | UST-15230 | Other | 2 | 1984-10-09 | Permanently Closed | 2000 | Gasoline
WARWICK | APPONAUG HARBOR MARINA | 17 ARNOLD'S NECK DR | UST-15230 | Other | 3 | 1984-10-09 | Permanently Closed | 500 | Gasoline
WARWICK | APPONAUG PENTECOSTAL CHURCH | 75 PROSPECT ST | UST-27 | Other | 1 | 1976-12-01 | Permanently Closed | 1000 | Heating Oil No.2
WARWICK | APPONAUG PENTECOSTAL CHURCH | 75 PROSPECT ST | UST-27 | Other | 2 | 1978-12-01 | Permanently Closed | 6000 | Heating Oil No.2
WARWICK | APPONAUG SHELL SERVICE CENTER | 3319 POST RD | UST-815 | Gasoline Station | 1 | 1964-04-01 | Permanently Closed | 5000 | Gasoline
WARWICK | APPONAUG SHELL SERVICE CENTER | 3319 POST RD | UST-815 | Gasoline Station | 2 | 1989-08-01 | Permanently Closed | 12000 | Gasoline | Double Walled
WARWICK | APPONAUG SHELL SERVICE CENTER | 3319 POST RD | UST-815 | Gasoline Station | 3 | 1964-04-01 | Permanently Closed | 5000 | Gasoline
WARWICK | APPONAUG SHELL SERVICE CENTER | 3319 POST RD | UST-815 | Gasoline Station | 4 | 1989-08-01 | Permanently Closed | 12000 | Gasoline | Double Walled
WARWICK | APPONAUG SHELL SERVICE CENTER | 3319 POST RD | UST-815 | Gasoline Station | 5 | 1964-04-01 | Permanently Closed | 5000 | Gasoline
WARWICK | APPONAUG SHELL SERVICE CENTER | 3319 POST RD | UST-815 | Gasoline Station | 6 | 1989-08-01 | Permanently Closed | 12000 | Gasoline | Double Walled
WARWICK | APPONAUG SHELL SERVICE CENTER | 3319 POST RD | UST-815 | Gasoline Station | 7 | 1976-04-01 | Permanently Closed | 8000 | Gasoline
WARWICK | APPONAUG SHELL SERVICE CENTER | 3319 POST RD | UST-815 | Gasoline Station | 8 | 1964-02-01 | Permanently Closed | 550 | Waste Oil
WARWICK | APPONAUG SHELL SERVICE CENTER | 3319 POST RD | UST-815 | Gasoline Station | 9 | 1989-08-01 | Permanently Closed | 1000 | Waste Oil | Double Walled
WARWICK | APPONAUG SHELL SERVICE CENTER | 3319 POST RD | UST-815 | Gasoline Station | 10 | 1964-02-01 | Permanently Closed | 550 | Heating Oil No.2
WARWICK | APPONAUG SHELL SERVICE CENTER | 3319 POST RD | UST-815 | Gasoline Station | 11 | 1989-08-01 | Permanently Closed | 1000 | Heating Oil No.2 | Double Walled
WARWICK | APPONAUG WASTEWATER PUMPING STATION | CENTERVILLE RD | UST-3112 | City/Town Government | 1 | 1985-06-01 | Permanently Closed | 1000 | Diesel
WARWICK | ARMAND AND LESLIE LUSI | 120 SPENCER AVE | UST-3492 | Private Residence | 1 | 1956-06-01 | In Use | 2000 | Heating Oil No.2
WARWICK | ARNOLD BUILDING SUPPLY | 654 WARWICK AVE | UST-16217 | Commercials | 1 | 1984-10-09 | Permanently Closed | 1000 | Heating Oil No.2
WARWICK | ARTHUR LITTLE | 25 MANSON AVE | UST-18341 | Private Residence | 1 | 1984-10-09 | Permanently Closed | 275 | Gasoline
WARWICK | ARTISTIC LACES, INC. | 35 ALBANY RD | UST-965 | Commercials | 1 | 1950-04-01 | Permanently Closed | 750 | Heating Oil No.2
WARWICK | ATTLEBORO SAVINGS (WARWICK CREDIT) | 67 VETERANS MEMORIAL PKWY | UST-17388 | Commercials | 1 | 1984-10-09 | Permanently Closed | 1000 | Heating Oil No.2
WARWICK | AUGENSTEIN, HELMUT | 1300 WARNICK NECK AVE | UST-3440 | Private Residence | 1 | 1984-10-09 | In Use | 2000 | Heating Oil No.2
WARWICK | AUTO REPAIR | 13 PALMER AVE | UST-18355 | Commercials | 1 | 1984-10-09 | Permanently Closed | 1000 | Gasoline
WARWICK | AUTO REPAIR | 13 PALMER AVE | UST-18355 | Commercials | 2 | 1984-10-09 | Permanently Closed | 1000 | Gasoline
WARWICK | AUTO REPAIR | 13 PALMER AVE | UST-18355 | Commercials | 3 | 1984-10-09 | Permanently Closed | 1000 | Diesel
WARWICK | AUTO REPAIR | 13 PALMER AVE | UST-18355 | Commercials | 4 | 1984-10-09 | Permanently Closed | 275 | Waste Oil
WARWICK | AUTO SPA | 2406 POST RD | UST-1404 | Commercials | 1 | 1965-07-01 | Permanently Closed | 4000 | Gasoline
WARWICK | AUTO SPA | 2406 POST RD | UST-1404 | Commercials | 2 | 1965-07-01 | Permanently Closed | 3000 | Gasoline
WARWICK | AUTO SPA | 2406 POST RD | UST-1404 | Commercials | 3 | 1965-07-01 | Permanently Closed | 3000 | Gasoline
WARWICK | AUTO SPA | 2406 POST RD | UST-1404 | Commercials | 4 | 1965-07-01 | Permanently Closed | 4000 | Gasoline
WARWICK | AUTO SPA | 2406 POST RD | UST-1404 | Commercials | 5 | 1986-01-01 | Permanently Closed | 1000 | Motor Oil
WARWICK | AUTO SPA | 2406 POST RD | UST-1404 | Commercials | 6 | 1986-01-01 | Permanently Closed | 1000 | Waste Oil
WARWICK | AUTO SPA | 2406 POST RD | UST-1404 | Commercials | 7 | 1986-01-01 | Permanently Closed | 550 | Heating Oil No.2
WARWICK | AVIS RENT-A-CAR | 2033 POST RD | UST-1079 | Commercials | 1 | 1984-10-09 | Permanently Closed | 250 | Waste Oil
WARWICK | AVIS RENT-A-CAR | 2033 POST RD | UST-1079 | Commercials | 2 | 1984-10-09 | Permanently Closed | 10000 | Unknown
WARWICK | AVIS RENT-A-CAR | 2033 POST RD | UST-1079 | Commercials | 3 | 1984-10-09 | Permanently Closed | 4000 | Unknown
WARWICK | AVIS RENT-A-CAR | 2033 POST RD | UST-1079 | Commercials | 4 | 1984-10-09 | Permanently Closed | 500 | Heating Oil No.2
WARWICK | AVIS RENT-A-CAR SYSTEM, LLC | T.F. GREEN AIRPORT | UST-229 | Commercials | 1 | 1984-11-01 | Permanently Closed | 10000 | Gasoline | Single Walled
WARWICK | AVIS RENT-A-CAR SYSTEM, LLC | T.F. GREEN AIRPORT | UST-229 | Commercials | 2 | 1984-11-01 | Permanently Closed | 10000 | Gasoline | Single Walled
WARWICK | AVIS RENT-A-CAR SYSTEM, LLC | T.F. GREEN AIRPORT | UST-229 | Commercials | 3 | 1984-11-01 | Permanently Closed | 1000 | Heating Oil No.2
WARWICK | AVIS RENT-A-CAR SYSTEM, LLC | T.F. GREEN AIRPORT | UST-229 | Commercials | 4 | 1984-11-01 | Permanently Closed | 1000 | Waste Oil
WARWICK | AVIS RENT-A-CAR SYSTEM, LLC | 10 SENATOR ST | UST-18682 | Commercials | 1 | 2000-04-24 | Permanently Closed | 12000 | Gasoline | Double Walled
WARWICK | AZA REALTY TRUST, INC. | 175 POST RD | UST-3750 | Industrial | 1 | 1984-10-09 | Permanently Closed | 1000 | Gasoline
WARWICK | AZA REALTY TRUST, INC. | 175 POST RD | UST-3750 | Industrial | 2 | 1984-10-09 | Permanently Closed | 5000 | Kerosene
WARWICK | AZA REALTY TRUST, INC. | 175 POST RD | UST-3750 | Industrial | 3 | 1984-10-09 | Permanently Closed | 6280 | Heating Oil No.2
WARWICK | BALISE CHEVROLET OF WARWICK | 1338 POST RD | UST-2754 | Commercials | 1 | 1967-06-01 | Permanently Closed | 1500 | Motor Oil
WARWICK | BALISE CHEVROLET OF WARWICK | 1338 POST RD | UST-2754 | Commercials | 2 | 1967-06-01 | Permanently Closed | 1000 | Waste Oil
WARWICK | BALISE CHEVROLET OF WARWICK | 1338 POST RD | UST-2754 | Commercials | 3 | 1980-03-01 | Permanently Closed | 5000 | Gasoline
WARWICK | BALISE CHEVROLET OF WARWICK | 1338 POST RD | UST-2754 | Commercials | 4 | 1980-03-01 | Permanently Closed | 5000 | Gasoline
WARWICK | BALISE CHEVROLET OF WARWICK | 1338 POST RD | UST-2754 | Commercials | 5 | 1967-06-01 | Permanently Closed | 3000 | Heating Oil No.2
WARWICK | BALISE CHEVROLET OF WARWICK | 1338 POST RD | UST-2754 | Commercials | 6 | 1967-06-01 | Permanently Closed | 3000 | Heating Oil No.2
WARWICK | BALISE CHEVROLET OF WARWICK | 1338 POST RD | UST-2754 | Commercials | 7 | 1967-06-01 | Permanently Closed | 1000 | Heating Oil No.2
WARWICK | BALISE CHEVROLET OF WARWICK | 1338 POST RD | UST-2754 | Commercials | 8 | 1984-10-09 | Permanently Closed | 500 | Waste Oil
WARWICK | BALISE CHEVROLET OF WARWICK | 1338 POST RD | UST-2754 | Commercials | 9 | 1984-10-09 | Permanently Closed | 1000 | Motor Oil
WARWICK | BALISE CHEVROLET OF WARWICK | 1338 POST RD | UST-2754 | Commercials | 10 | 1984-10-09 | Permanently Closed | 500 | Waste Oil
WARWICK | BALISE CHEVROLET OF WARWICK | 1338 POST RD | UST-2754 | Commercials | 11 | 1984-10-09 | Permanently Closed | 2000 | Motor Oil
WARWICK | BALISE CHEVROLET OF WARWICK | 1338 POST RD | UST-2754 | Commercials | 12 | 2014-01-20 | In Use | 1500 | Waste Oil | Double Walled
WARWICK | BALISE CHEVROLET OF WARWICK | 1338 POST RD | UST-2754 | Commercials | 13 | 2014-01-20 | In Use | 1000 | Motor Oil | Double Walled
WARWICK | BALISE CHEVROLET OF WARWICK | 1338 POST RD | UST-2754 | Commercials | 14 | 2014-01-20 | In Use | 750 | Motor Oil | Double Walled
WARWICK | BALISE CHEVROLET OF WARWICK | 1338 POST RD | UST-2754 | Commercials | 15 | 2014-01-20 | In Use | 750 | Other | Double Walled
WARWICK | BALISE NISSAN OF WARWICK | 1350 POST RD | UST-4545 | Commercials | 1 | 2013-05-09 | In Use | 2000 | Waste Oil | Double Walled | 2013-04-24
WARWICK | BALISE NISSAN OF WARWICK | 1350 POST RD | UST-4545 | Commercials | 2 | 2013-05-09 | In Use | 1500 | Motor Oil |  | 2013-04-24
WARWICK | BALISE NISSAN OF WARWICK | 1350 POST RD | UST-4545 | Commercials | 3 | 2013-05-09 | In Use | 500 | Motor Oil |  | 2013-04-24
WARWICK | BALISE TOYOTA OF WARWICK | 1400 POST RD | UST-1613 | Commercials | 1 | 1978-03-01 | Permanently Closed | 10000 | Heating Oil No.2
WARWICK | BALISE TOYOTA OF WARWICK | 1400 POST RD | UST-1613 | Commercials | 2 | 1978-03-01 | Permanently Closed | 20000 | Heating Oil No.2
WARWICK | BALISE TOYOTA OF WARWICK | 1400 POST RD | UST-1613 | Commercials | 3 | 2011-04-28 | In Use | 10000 | Gasoline | Double Walled
WARWICK | BAY STATE MACHINE | 54 BAY STATE AVE | UST-3768 | Commercials | 1 | 1984-10-09 | Permanently Closed | 275 | Heating Oil No.2
WARWICK | BAY VIEW SHELLFISH | 1 BAY AVE | UST-16710 | Commercials | 1 | 1984-10-09 | Permanently Closed | 1000 | Heating Oil No.2
WARWICK | BAYSIDE COUNTRYCLUB | 60 SANDY LN | UST-4433 | Commercials | 1 | 1984-10-09 | Permanently Closed | 1000 | Heating Oil No.2
WARWICK | BELL'S TRANSMISSION | 4647 POST RD | UST-16329 | Gasoline Station | 1 | 1984-10-09 | Permanently Closed | 3000 | Gasoline
WARWICK | BELL'S TRANSMISSION | 4647 POST RD | UST-16329 | Gasoline Station | 2 | 1984-10-09 | Permanently Closed | 1000 | Waste Oil
WARWICK | BELL'S TRANSMISSION | 4647 POST RD | UST-16329 | Gasoline Station | 3 | 1984-10-09 | Permanently Closed | 1000 | Waste Oil
WARWICK | BELL'S TRANSMISSION | 4647 POST RD | UST-16329 | Gasoline Station | 4 | 1984-10-09 | Permanently Closed | 1000 | Gasoline
WARWICK | BEST CLEANSERS INC. | 1934 WARWICK AVE | UST-2622 | Commercials | 1 | 1978-06-01 | In Use | 2000 | Heating Oil No.2
WARWICK | BLOCKBUSTER VIDEO/AMRESCO INST'L., INC. | 5800 POST RD | UST-16646 | Commercials | 1 | 1984-10-09 | Permanently Closed | 1000 | Heating Oil No.2
WARWICK | BOB G'S AUTO REPAIR | 1616 WARWICK AVE | UST-537 | Commercials | 1 | null | Permanently Closed | 1000 | Heating Oil No.2
WARWICK | BOB G'S AUTO REPAIR | 1616 WARWICK AVE | UST-4883 | Commercials | 1 | null | Permanently Closed | 1000 | Heating Oil No.2
WARWICK | BOB G'S AUTO REPAIR | 1616 WARWICK AVE | UST-537 | Commercials | 1 | null | Permanently Closed | 1000 | Heating Oil No.2
WARWICK | BOB ROBICHARD REPAIRS & BILLY HORTON EXCAVATION | 2153 WEST SHORE RD | UST-3852 | Commercials | 1 | 1984-10-09 | Permanently Closed | 500 | Heating Oil No.2
WARWICK | BOB'S TRUCK & AUTO CENTER, INC. (FORMERLY) | 598 OAKLAND BEACH AVE | UST-18338 | Commercials | 1 | 1984-10-09 | Permanently Closed | 2000 | Gasoline
WARWICK | BOB'S TRUCK & AUTO CENTER, INC. (FORMERLY) | 598 OAKLAND BEACH AVE | UST-18338 | Commercials | 2 | 1984-10-09 | Permanently Closed | 2000 | Gasoline
WARWICK | BOB'S TRUCK & AUTO CENTER, INC. (FORMERLY) | 598 OAKLAND BEACH AVE | UST-18338 | Commercials | 3 | 1984-10-09 | Permanently Closed | 1500 | Diesel
WARWICK | BOB'S TRUCK & AUTO CENTER, INC. (FORMERLY) | 598 OAKLAND BEACH AVE | UST-18338 | Commercials | 4 | 1984-10-09 | Permanently Closed | 1500 | Heating Oil No.2
WARWICK | BOB'S TRUCK & AUTO CENTER, INC. (FORMERLY) | 598 OAKLAND BEACH AVE | UST-18338 | Commercials | 5 | 1984-10-09 | Permanently Closed | 1000 | Gasoline
WARWICK | BOB'S TRUCK & AUTO CENTER, INC. (FORMERLY) | 598 OAKLAND BEACH AVE | UST-18338 | Commercials | 6 | 1984-10-09 | Permanently Closed | 1000 | Gasoline
WARWICK | BOURDEAU RESIDENCE | 121 BRIARCLIFF AVE | UST-4369 | Private Residence | 1 | 1984-10-09 | Permanently Closed | 3000 | Heating Oil No.2
WARWICK | BOYS & GIRLS CLUB OF WARWICK | 42 FREDERICK ST | UST-19090 | Other | 1 | 1984-10-09 | Permanently Closed | 1000 | Heating Oil No.2
WARWICK | BRENTWOOD NURSING HOME | 3986 POST RD | UST-16047 | Other | 1 | 1984-10-09 | Permanently Closed | 1000 | Heating Oil No.2
WARWICK | BREWER COWESETT MARINA | 1 MASTHEAD DR | UST-3357 | Commercials | 1 | 1982-03-01 | Permanently Closed | 6000 | Gasoline
WARWICK | BREWER COWESETT MARINA | 1 MASTHEAD DR | UST-3357 | Commercials | 2 | 1984-10-09 | Permanently Closed | 2000 | Diesel
WARWICK | BREWER COWESETT MARINA | 1 MASTHEAD DR | UST-3357 | Commercials | 3 | 1995-05-10 | Permanently Closed | 6000 | Gasoline | Double Walled
WARWICK | BREWER YACHT YARD | 100 FOLLY LNDG | UST-3166 | Commercials | 1 | 1984-10-09 | Permanently Closed | 4000 | Gasoline
WARWICK | BREWER YACHT YARD | 100 FOLLY LNDG | UST-3166 | Commercials | 2 | 1984-10-09 | Permanently Closed | 4000 | Gasoline
WARWICK | BREWER YACHT YARD | 100 FOLLY LNDG | UST-3166 | Commercials | 3 | 1984-10-09 | Permanently Closed | 4000 | Gasoline
WARWICK | BREWER YACHT YARD | 100 FOLLY LNDG | UST-3166 | Commercials | 4 | 1984-10-09 | Permanently Closed | 6000 | Diesel
WARWICK | BROOKSIDE VILLAGE | 3687 POST RD | UST-19273 | Commercials | 1 | 1984-10-09 | Permanently Closed | 1000 | Heating Oil No.4
WARWICK | BROOKSIDE VILLAGE | 3687 POST RD | UST-19273 | Commercials | 2 | 1984-10-09 | Permanently Closed | 1000 | Heating Oil No.2
WARWICK | BROWN'S FARM/SPRING GARDEN ESTATE | SPRING GREEN RD | UST-2116 | Other | 1 | 1976-05-01 | Permanently Closed | 1000 | Gasoline
WARWICK | BRYAN'S LAWNMOWER SERVICE, INC. | 674 WARWICK AVE | UST-4157 | Commercials | 1 | 1984-10-09 | Permanently Closed | 275 | Heating Oil No.2
WARWICK | BUD INDUSTRIES, INC. | 697 JEFFERSON BLVD | UST-2590 | Industrial | 1 | 1984-10-09 | Permanently Closed | 9999999 | Other
WARWICK | BUD INDUSTRIES, INC. | 697 JEFFERSON BLVD | UST-2590 | Industrial | 2 | 1984-10-09 | Permanently Closed | 9999999 | Other
WARWICK | BUD INDUSTRIES, INC. | 697 JEFFERSON BLVD | UST-2590 | Industrial | 3 | 1984-10-09 | Permanently Closed | 9999999 | Other
WARWICK | BUD INDUSTRIES, INC. | 697 JEFFERSON BLVD | UST-2590 | Industrial | 4 | 1984-10-09 | Permanently Closed | 9999999 | Other
WARWICK | BUD INDUSTRIES, INC. | 697 JEFFERSON BLVD | UST-2590 | Industrial | 5 | 1984-10-09 | Permanently Closed | 9999999 | Other
WARWICK | BUD INDUSTRIES, INC. | 697 JEFFERSON BLVD | UST-2590 | Industrial | 8 | 1984-10-09 | Permanently Closed | 500 | Other
WARWICK | BUD INDUSTRIES, INC. | 697 JEFFERSON BLVD | UST-2590 | Industrial | 9 | 1984-10-09 | Permanently Closed | 12000 | Heating Oil No.6
WARWICK | BUD INDUSTRIES, INC. | 697 JEFFERSON BLVD | UST-2590 | Industrial | 10 | 1984-10-09 | Permanently Closed | 1000 | Heating Oil No.2
WARWICK | BUDGET RENT A CAR SYSTEM, INC. | 55 SENATOR ST | UST-18836 | Commercials | 1 | 2001-05-29 | Permanently Closed | 12000 | Gasoline | Double Walled
WARWICK | BUDGET RENT A CAR SYSTEM, INC. | 55 SENATOR ST | UST-18836 | Commercials | 2 | 2001-05-29 | Permanently Closed | 4000 | Diesel | Double Walled
WARWICK | BUDGET RENT-A-CAR SYSTEM | T. F. GREEN AIRPORT | UST-227 | Commercials | 1 | 1983-03-01 | Permanently Closed | 5000 | Gasoline | Single Walled
WARWICK | BUDGET RENT-A-CAR SYSTEM | T. F. GREEN AIRPORT | UST-227 | Commercials | 2 | 1974-03-01 | Permanently Closed | 500 | Heating Oil No.2
WARWICK | BUTTONWOODS SENIOR CENTER | 3027 WEST SHORE RD | UST-16146 | City/Town Government | 1 | 1984-10-09 | Permanently Closed | 2000 | Heating Oil No.2
WARWICK | BUTTONWOODS SENIOR CENTER | 3027 WEST SHORE RD | UST-16146 | City/Town Government | 2 | 1984-10-09 | Permanently Closed | 2000 | Heating Oil No.2
WARWICK | C-LINE, INC. | 340 JEFFERSON BLVD | UST-1836 | Industrial | 1 | 1969-05-01 | Permanently Closed | 4000 | Diesel
WARWICK | C-LINE, INC. | 340 JEFFERSON BLVD | UST-1836 | Industrial | 2 | 1969-05-01 | Permanently Closed | 4000 | Diesel
WARWICK | C-LINE, INC. | 340 JEFFERSON BLVD | UST-1836 | Industrial | 3 | 1969-05-01 | Permanently Closed | 5000 | Gasoline
WARWICK | C-LINE, INC. | 340 JEFFERSON BLVD | UST-1836 | Industrial | 4 | 1966-05-01 | Permanently Closed | 2000 | Waste Oil
WARWICK | C-LINE, INC. | 340 JEFFERSON BLVD | UST-1836 | Industrial | 5 | 1966-05-01 | Permanently Closed | 2000 | Waste Oil
WARWICK | C-LINE, INC. | 99 COLORADO AVE | UST-1837 | Industrial | 1 | 1966-05-01 | Permanently Closed | 4000 | Diesel
WARWICK | C-LINE, INC. | 99 COLORADO AVE | UST-1837 | Industrial | 2 | 1966-05-01 | Permanently Closed | 4000 | Diesel
WARWICK | C-LINE, INC. | 99 COLORADO AVE | UST-1837 | Industrial | 3 | 1966-05-01 | Permanently Closed | 4000 | Diesel
WARWICK | C-LINE, INC. | 99 COLORADO AVE | UST-1837 | Industrial | 4 | 1966-05-01 | Permanently Closed | 4000 | Diesel
WARWICK | C-LINE, INC. | 99 COLORADO AVE | UST-1837 | Industrial | 5 | 1984-10-09 | Permanently Closed | 400 | Motor Oil
WARWICK | CALDRELLO HYUNDAI OF WARWICK | 1401 BALD HILL RD | UST-3301 | Commercials | 1 | 1972-02-01 | Permanently Closed | 3000 | Heating Oil No.2
WARWICK | CALDRELLO HYUNDAI OF WARWICK | 1401 BALD HILL RD | UST-3301 | Commercials | 2 | 1972-02-01 | Permanently Closed | 2000 | Waste Oil
WARWICK | CALDRELLO HYUNDAI OF WARWICK | 1401 BALD HILL RD | UST-3301 | Commercials | 3 | 1972-02-01 | Permanently Closed | 500 | Waste Oil
WARWICK | CALDRELLO HYUNDAI OF WARWICK | 1401 BALD HILL RD | UST-3301 | Commercials | 4 | 1972-02-01 | Permanently Closed | 500 | Motor Oil
WARWICK | CALDRELLO HYUNDAI OF WARWICK | 1401 BALD HILL RD | UST-3301 | Commercials | 5 | 1972-02-01 | Permanently Closed | 1000 | Unknown
WARWICK | CARBONE FLORIST DISTRIBUTORS | 50 JEFFERSON BLVD | UST-18189 | Commercials | 1 | 1984-10-09 | Permanently Closed | 2500 | Gasoline
WARWICK | CASCO REALTY, LLC. | 1127 TOLL GATE RD | UST-1738 | Commercials | 1 | 1981-04-01 | Permanently Closed | 1000 | Kerosene
WARWICK | CASCO REALTY, LLC. | 1127 TOLL GATE RD | UST-1738 | Commercials | 2 | 1981-04-01 | Permanently Closed | 4000 | Gasoline
WARWICK | CASCO REALTY, LLC. | 1127 TOLL GATE RD | UST-1738 | Commercials | 3 | 1984-10-09 | Permanently Closed | 1000 | Gasoline
WARWICK | CASCO REALTY, LLC. | 1127 TOLL GATE RD | UST-1738 | Commercials | 4 | 1984-10-09 | Permanently Closed | 20000 | Heating Oil No.2
WARWICK | CASCO REALTY, LLC. | 1127 TOLL GATE RD | UST-1738 | Commercials | 5 | 1984-10-09 | Permanently Closed | 20000 | Heating Oil No.2
WARWICK | CASCO REALTY, LLC. | 1127 TOLL GATE RD | UST-1738 | Commercials | 6 | 1984-10-09 | Permanently Closed | 10000 | Diesel
WARWICK | CASCO REALTY, LLC. | 1127 TOLL GATE RD | UST-1738 | Commercials | 7 | 1984-10-09 | Permanently Closed | 10000 | Kerosene
WARWICK | CASCO REALTY, LLC. | 1127 TOLL GATE RD | UST-1738 | Commercials | 8 | 1981-04-01 | Permanently Closed | 4000 | Gasoline
WARWICK | CASCO REALTY, LLC. | 1127 TOLL GATE RD | UST-1738 | Commercials | 9 | 1981-04-01 | Permanently Closed | 275 | Waste Oil
WARWICK | CASCO REALTY, LLC. | 1127 TOLL GATE RD | UST-1738 | Commercials | 11 | 1984-10-09 | Permanently Closed | 500 | Heating Oil No.2
WARWICK | CASCO REALTY, LLC. | 1127 TOLL GATE RD | UST-1738 | Commercials | 12 | 1984-10-09 | Tank Not Found | 500 | Heating Oil No.2
WARWICK | CEDAR SWAMP PUMPING STATION | CEDAR SWAMP RD | UST-3005 | City/Town Government | 1 | 1976-03-01 | Permanently Closed | 2500 | Diesel
WARWICK | CELLETTI EXCAVATING CO. | 10 KENT ST | UST-17228 | Commercials | 1 | 1984-10-09 | Permanently Closed | 2000 | Diesel
WARWICK | CENTRAL SCALE COMPANY | 2027 ELMWOOD AVE | UST-1230 | Commercials | 1 | 1960-01-01 | Permanently Closed | 500 | Heating Oil No.2
WARWICK | CENTRAL SCALE COMPANY | 2027 ELMWOOD AVE | UST-1230 | Commercials | 2 | null | Permanently Closed | 1100 | Unknown
WARWICK | CENTRAL SCALE COMPANY | 2027 ELMWOOD AVE | UST-1230 | Commercials | 3 | null | Permanently Closed | 1100 | Unknown
WARWICK | CENTRAL SCALE COMPANY | 2027 ELMWOOD AVE | UST-1230 | Commercials | 4 | null | Permanently Closed | 1100 | Unknown
WARWICK | CENTURY MITSUBISHI | 870 QUAKER LN | UST-15388 | Commercials | 1 | 1984-10-09 | Permanently Closed | 500 | Waste Oil
WARWICK | CENTURY MITSUBISHI | 870 QUAKER LN | UST-15388 | Commercials | 2 | 1984-10-09 | Permanently Closed | 500 | Heating Oil No.2
WARWICK | CHARLES FORD TERRACE | 25 EASTON AVE | UST-19226 | Commercials | 1 | 1984-10-09 | Permanently Closed | 500 | Diesel
WARWICK | CHARLES JENISON | 18 WARWICK NECK AVE | UST-3170 | Private Residence | 1 | 1959-02-01 | Permanently Closed | 1500 | Heating Oil No.2
WARWICK | CHARLES T. ROSS | 18 AUSTIN RD | UST-2328 | Private Residence | 1 | 1974-11-01 | In Use | 2000 | Heating Oil No.2
WARWICK | CHELO'S RESTAURANT | 63 AIRPORT RD | UST-3871 | Commercials | 1 | 1984-10-09 | Permanently Closed | 1000 | Heating Oil No.2
WARWICK | CHIEF JEWELERS | 1730 POST RD | UST-19302 | Commercials | 1 | 1984-10-09 | Permanently Closed | 550 | Heating Oil No.2
WARWICK | CHILDRENS SCHOOL | 150 LAKE SHORE DR | UST-15828 | Education Private | 1 | 1984-10-09 | Permanently Closed | 5000 | Heating Oil No.2
WARWICK | CHURCH OF CHRIST WARWICK | 934 GREENWICH AVE | UST-1271 | Other | 1 | 1955-05-01 | Permanently Closed | 500 | Heating Oil No.2
WARWICK | CITIZENS SAVINGS BANK | 443 JEFFERSON BLVD | UST-3030 | Commercials | 1 | 1973-10-01 | Permanently Closed | 2000 | Diesel
WARWICK | CITIZENS SAVINGS BANK | 443 JEFFERSON BLVD | UST-3030 | Commercials | 2 | 1991-12-01 | Permanently Closed | 2000 | Diesel | Double Walled
WARWICK | CITIZENS SAVINGS BANK | 443 JEFFERSON BLVD | UST-3030 | Commercials | 3 | 1973-10-01 | Permanently Closed | 1500 | Gasoline
WARWICK | CITIZENS SAVINGS BANK | 443 JEFFERSON BLVD | UST-3030 | Commercials | 4 | 1973-10-01 | Permanently Closed | 1500 | Gasoline
WARWICK | CITY OF WARWICK | 1515 WEST SHORE RD | UST-17247 | City/Town Government | 1 | 1984-10-09 | Permanently Closed | 1000 | Heating Oil No.2
WARWICK | CLARKIN REALTY | 1748 WARWICK AVE | UST-15537 | Commercials | 1 | 1968-06-01 | Permanently Closed | 10000 | Gasoline
WARWICK | CLARKIN REALTY | 1748 WARWICK AVE | UST-15537 | Commercials | 2 | 1968-06-01 | Permanently Closed | 10000 | Gasoline
WARWICK | CLARKIN REALTY | 1748 WARWICK AVE | UST-15537 | Commercials | 3 | 1968-06-01 | Permanently Closed | 10000 | Gasoline
WARWICK | CLARKIN REALTY | 1748 WARWICK AVE | UST-15537 | Commercials | 4 | 1984-10-09 | Permanently Closed | 250 | Heating Oil No.2
WARWICK | CLOUDS HILL MUSEUM | 4157 POST RD | UST-5021 | Commercials | 1 | null | Permanently Closed | 10000 | Heating Oil No.2 | Single Walled
WARWICK | COASTAL GAS | 568 WARWICK AVE | UST-1137 | Gasoline Station | 1 | 1965-04-01 | Permanently Closed | 3000 | Other
WARWICK | COASTAL GAS | 568 WARWICK AVE | UST-1137 | Gasoline Station | 2 | 1965-04-01 | Permanently Closed | 3000 | Gasoline
WARWICK | COASTAL GAS | 568 WARWICK AVE | UST-1137 | Gasoline Station | 3 | 1965-04-01 | Permanently Closed | 3000 | Other
WARWICK | COASTAL GAS | 568 WARWICK AVE | UST-1137 | Gasoline Station | 4 | 1965-04-01 | Permanently Closed | 3000 | Gasoline
WARWICK | COASTAL GAS | 568 WARWICK AVE | UST-1137 | Gasoline Station | 5 | 1985-04-01 | Permanently Closed | 4000 | Gasoline
WARWICK | COASTAL GAS | 568 WARWICK AVE | UST-1137 | Gasoline Station | 6 | 1965-04-01 | Permanently Closed | 500 | Heating Oil No.2
WARWICK | COASTAL GAS | 568 WARWICK AVE | UST-1137 | Gasoline Station | 7 | 1984-10-09 | Permanently Closed | 500 | Waste Oil
WARWICK | COASTAL GAS | 568 WARWICK AVE | UST-1137 | Gasoline Station | 8 | 1997-05-01 | Permanently Closed | 8000 | Gasoline | Double Walled
WARWICK | COASTAL GAS | 568 WARWICK AVE | UST-1137 | Gasoline Station | 9 | 1997-05-01 | Permanently Closed | 10000 | Gasoline | Double Walled
WARWICK | COASTAL GAS | 568 WARWICK AVE | UST-1137 | Gasoline Station | 10 | 2025-04-29 | Install In Process | 10000 | Gasoline |  | 2025-06-16
WARWICK | COASTAL GAS | 568 WARWICK AVE | UST-1137 | Gasoline Station | 11 | 2025-04-29 | Install In Process | 5000 | Gasoline |  | 2025-06-16
WARWICK | COASTAL GAS | 568 WARWICK AVE | UST-1137 | Gasoline Station | 12 | 2025-04-29 | Install In Process | 10000 | Gasoline |  | 2025-06-16
WARWICK | COASTAL GAS | 568 WARWICK AVE | UST-1137 | Gasoline Station | 13 | 2025-04-29 | Install In Process | 5000 | Diesel |  | 2025-06-16
WARWICK | COASTAL K.J.B. PROPERTY | 1127 TOLL GATE RD | UST-3851 | Commercials | 1 | 1984-10-09 | Permanently Closed | 500 | Heating Oil No.2
WARWICK | COASTWAY CREDIT UNION | 3830 POST RD | UST-19045 | Commercials | 1 | 1984-10-09 | Permanently Closed | 1000 | Gasoline
WARWICK | COASTWAY CREDIT UNION | 3830 POST RD | UST-19045 | Commercials | 2 | 1984-10-09 | Permanently Closed | 550 | Gasoline
WARWICK | COASTWAY CREDIT UNION | 3830 POST RD | UST-19045 | Commercials | 3 | 1984-10-09 | Permanently Closed | 550 | Gasoline
WARWICK | COLONY FORD TRUCK CENTER, INC. | 7 JEFFERSON BLVD | UST-552 | Commercials | 1 | 1967-04-01 | Permanently Closed | 1000 | Waste Oil | Double Walled
WARWICK | COLONY FORD TRUCK CENTER, INC. | 7 JEFFERSON BLVD | UST-552 | Commercials | 2 | 1978-04-01 | Permanently Closed | 10000 | Diesel | Double Walled
WARWICK | COLONY FORD TRUCK CENTER, INC. | 7 JEFFERSON BLVD | UST-552 | Commercials | 3 | 1978-04-01 | Permanently Closed | 10000 | Diesel | Double Walled
WARWICK | COMMERCIAL BLDG AT 172 WARWICK NECK AVE | 172 WARWICK NECK AVE | UST-5024 | Commercials | 1 | null | Permanently Closed | 500 | Gasoline | Single Walled
WARWICK | COMMERCIAL BLDG AT 172 WARWICK NECK AVE | 172 WARWICK NECK AVE | UST-5024 | Commercials | 2 | null | Permanently Closed | 1000 | Gasoline | Single Walled
WARWICK | COMMERCIAL BLDG AT 172 WARWICK NECK AVE | 172 WARWICK NECK AVE | UST-5024 | Commercials | 3 | null | Permanently Closed | 600 | Gasoline | Single Walled
WARWICK | COMMERCIAL BLDG AT 172 WARWICK NECK AVE | 172 WARWICK NECK AVE | UST-5024 | Commercials | 4 | null | Permanently Closed | 1000 | Gasoline | Single Walled
WARWICK | COMMERCIAL PROPERTY | 111 PENNSYLVANIA AVE | UST-4347 | Commercials | 1 | 1984-10-09 | Permanently Closed | 500 | Heating Oil No.2
WARWICK | COMMERCIAL PROPERTY | 111 PENNSYLVANIA AVE | UST-4347 | Commercials | 2 | 1984-10-09 | Permanently Closed | 500 | Heating Oil No.2
WARWICK | COMMUNICATIONS UNLIMITED | 3190 POST RD | UST-15852 | Commercials | 1 | 1984-10-09 | Permanently Closed | 275 | Heating Oil No.2
WARWICK | COMMUNITY COLLEGE OF RHODE ISLAND | 400 EAST AVE | UST-2192 | Education State | 1 | 1964-03-01 | Permanently Closed | 2000 | Gasoline
WARWICK | COMMUNITY COLLEGE OF RHODE ISLAND | 400 EAST AVE | UST-2192 | Education State | 2 | 1968-03-01 | Permanently Closed | 500 | Diesel
WARWICK | COMMUNITY COLLEGE OF RHODE ISLAND | 400 EAST AVE | UST-2192 | Education State | 3 | 1968-03-01 | Permanently Closed | 500 | Diesel
WARWICK | COMMUNITY COLLEGE OF RHODE ISLAND | 400 EAST AVE | UST-2192 | Education State | 4 | 1984-10-09 | Permanently Closed | 500 | Unknown
WARWICK | COMMUNITY COLLEGE OF RHODE ISLAND | 400 EAST AVE | UST-2192 | Education State | 5 | 2005-01-17 | Permanently Closed | 3000 | Mixture | Double Walled
WARWICK | CONFREDA BROS. | 140 WYOMING AVE | UST-961 | Farm | 1 | 1975-04-01 | Permanently Closed | 2000 | Diesel
WARWICK | CONFREDA BROS. | 140 WYOMING AVE | UST-961 | Farm | 2 | 1984-10-09 | Permanently Closed | 1000 | Gasoline
WARWICK | CONTRACTOR'S OFFICE | 1808 ELMWOOD AVE | UST-18352 | Other | 1 | 1984-10-09 | Permanently Closed | 1000 | Heating Oil No.2
WARWICK | CRAFTS, INC. PROPERTY | 255 POST RD | UST-3993 | Commercials | 1 | 1984-10-09 | Permanently Closed | 1000 | Heating Oil No.2
WARWICK | CRANBERRY POND APARTMENTS | 955 POST RD | UST-1539 | Commercials | 1 | 1978-12-01 | Permanently Closed | 4000 | Heating Oil No.2
WARWICK | CRANBERRY POND APARTMENTS | 955 POST RD | UST-1539 | Commercials | 2 | 1978-12-01 | Permanently Closed | 4000 | Heating Oil No.2
WARWICK | CRANBERRY POND APARTMENTS | 955 POST RD | UST-1539 | Commercials | 3 | 1978-12-01 | Permanently Closed | 4000 | Heating Oil No.2
WARWICK | CRC CONSTRUCTION CO., INC. | 53 HARRINGTON AVE | UST-2152 | Commercials | 1 | 1979-06-01 | Permanently Closed | 1000 | Diesel
WARWICK | CREATIVE ADV. | 126 BELLOWS ST | UST-16118 | Commercials | 1 | 1971-08-01 | Permanently Closed | 1000 | Heating Oil No.2
WARWICK | CREATIVE ADV. | 126 BELLOWS ST | UST-16118 | Commercials | 2 | 1971-08-01 | Permanently Closed | 2000 | Heating Oil No.2
WARWICK | CROWNE PLAZA @ THE CROSSING | 806 GREENWICH AVE | UST-18557 | Other | 1 | 1984-10-09 | Permanently Closed | 1000 | Diesel
WARWICK | CUMBERLAND FARMS #3882 | 1556 POST RD | UST-816 | Gasoline Station | 1 | 1969-04-01 | Permanently Closed | 8000 | Gasoline
WARWICK | CUMBERLAND FARMS #3882 | 1556 POST RD | UST-816 | Gasoline Station | 2 | 1969-04-01 | Permanently Closed | 8000 | Gasoline
WARWICK | CUMBERLAND FARMS #3882 | 1556 POST RD | UST-816 | Gasoline Station | 3 | 1969-04-01 | Permanently Closed | 8000 | Gasoline
WARWICK | CUMBERLAND FARMS #3882 | 1556 POST RD | UST-816 | Gasoline Station | 4 | 1969-02-01 | Permanently Closed | 550 | Waste Oil
WARWICK | CUMBERLAND FARMS #3882 | 1556 POST RD | UST-816 | Gasoline Station | 5 | 1969-02-01 | Permanently Closed | 550 | Heating Oil No.2
WARWICK | CUMBERLAND FARMS #3882 | 1556 POST RD | UST-816 | Gasoline Station | 6 | 1984-10-09 | Permanently Closed | 1000 | Waste Oil
WARWICK | CUMBERLAND FARMS #3882 | 1556 POST RD | UST-816 | Gasoline Station | 7 | 2014-11-17 | In Use | 12000 | Gasoline | Double Walled | 2015-01-06
WARWICK | CUMBERLAND FARMS #3882 | 1556 POST RD | UST-816 | Gasoline Station | 8 | 2014-11-17 | In Use | 8000 | Gasoline | Double Walled | 2015-01-06
WARWICK | CUMBERLAND FARMS #3882 | 1556 POST RD | UST-816 | Gasoline Station | 9 | 2014-11-17 | In Use | 12000 | Gasoline | Double Walled | 2015-01-06
WARWICK | CUMBERLAND FARMS #3882 | 1556 POST RD | UST-816 | Gasoline Station | 10 | 2014-11-17 | In Use | 8000 | Diesel | Double Walled | 2015-01-06
WARWICK | CUMBERLAND FARMS #3889 | 87 WEST NATICK RD | UST-4760 | Gasoline Station | 1 | null | Permanently Closed | 15000 | Unknown
WARWICK | CUMBERLAND FARMS #3889 | 87 WEST NATICK RD | UST-4760 | Gasoline Station | 2 | 2018-11-13 | In Use | 12000 | Gasoline | Double Walled | 2018-11-26
WARWICK | CUMBERLAND FARMS #3889 | 87 WEST NATICK RD | UST-4760 | Gasoline Station | 3 | 2018-11-13 | In Use | 8000 | Diesel | Double Walled | 2018-11-26
WARWICK | CUMBERLAND FARMS #3889 | 87 WEST NATICK RD | UST-4760 | Gasoline Station | 4 | 2018-11-13 | In Use | 12000 | Gasoline | Double Walled | 2018-11-26
WARWICK | CUMBERLAND FARMS #3889 | 87 WEST NATICK RD | UST-4760 | Gasoline Station | 5 | 2018-11-13 | In Use | 8000 | Gasoline | Double Walled | 2018-11-26
WARWICK | CUMBERLAND FARMS, INC #3827 | 1291 WARWICK AVE | UST-757 | Gasoline Station | 1 | 1984-10-09 | Permanently Closed | 8000 | Gasoline
WARWICK | CUMBERLAND FARMS, INC #3827 | 1291 WARWICK AVE | UST-757 | Gasoline Station | 2 | 1984-10-09 | Permanently Closed | 8000 | Gasoline
WARWICK | CUMBERLAND FARMS, INC #3827 | 1291 WARWICK AVE | UST-757 | Gasoline Station | 3 | 1984-10-09 | Permanently Closed | 8000 | Gasoline
WARWICK | CUMBERLAND FARMS, INC #3827 | 1291 WARWICK AVE | UST-757 | Gasoline Station | 4 | 1984-10-09 | Permanently Closed | 550 | Heating Oil No.2
WARWICK | CUMBERLAND FARMS, INC #3827 | 1291 WARWICK AVE | UST-757 | Gasoline Station | 5 | 1984-10-09 | Permanently Closed | 550 | Waste Oil
WARWICK | CUMBERLAND FARMS, INC #3827 | 1291 WARWICK AVE | UST-757 | Gasoline Station | 6 | 1998-09-25 | In Use | 8000 | Gasoline | Double Walled | 1998-09-30
WARWICK | CUMBERLAND FARMS, INC #3827 | 1291 WARWICK AVE | UST-757 | Gasoline Station | 7 | 1998-09-25 | In Use | 8000 | Gasoline | Double Walled | 1998-09-30
WARWICK | CUMBERLAND FARMS, INC #3827 | 1291 WARWICK AVE | UST-757 | Gasoline Station | 8 | 1998-09-25 | In Use | 8000 | Gasoline | Double Walled | 1998-09-30
WARWICK | CUMBERLAND FARMS, INC. #3883 | 3327 POST RD | UST-1061 | Gasoline Station | 1 | 1969-04-01 | Permanently Closed | 550 | Heating Oil No.2
WARWICK | CUMBERLAND FARMS, INC. #3883 | 3327 POST RD | UST-1061 | Gasoline Station | 2 | 1969-04-01 | Permanently Closed | 550 | Waste Oil
WARWICK | CUMBERLAND FARMS, INC. #3883 | 3327 POST RD | UST-1061 | Gasoline Station | 3 | 1969-04-01 | Permanently Closed | 8000 | Gasoline
WARWICK | CUMBERLAND FARMS, INC. #3883 | 3327 POST RD | UST-1061 | Gasoline Station | 4 | 1969-04-01 | Permanently Closed | 8000 | Gasoline
WARWICK | CUMBERLAND FARMS, INC. #3883 | 3327 POST RD | UST-1061 | Gasoline Station | 5 | 1969-04-01 | Permanently Closed | 8000 | Gasoline
WARWICK | CUMBERLAND FARMS, INC. #3883 | 3327 POST RD | UST-1061 | Gasoline Station | 6 | 1981-04-01 | Permanently Closed | 10000 | Diesel
WARWICK | CUMBERLAND FARMS, INC. #3883 | 3327 POST RD | UST-1061 | Gasoline Station | 7 | 1983-04-01 | Permanently Closed | 6000 | Kerosene
WARWICK | CUMBERLAND FARMS, INC. #3883 | 3327 POST RD | UST-1061 | Gasoline Station | 8 | 1998-12-23 | Permanently Closed | 8000 | Gasoline | Double Walled
WARWICK | CUMBERLAND FARMS, INC. #3883 | 3327 POST RD | UST-1061 | Gasoline Station | 9 | 1998-12-23 | Permanently Closed | 10000 | Gasoline | Double Walled
WARWICK | CUMBERLAND FARMS, INC. #3883 | 3327 POST RD | UST-1061 | Gasoline Station | 10 | 1998-12-23 | Permanently Closed | 10000 | Gasoline | Double Walled
WARWICK | CUMBERLAND FARMS, INC. #3883 | 3327 POST RD | UST-1061 | Gasoline Station | 11 | 1998-12-23 | Permanently Closed | 600 | Heating Oil No.2 | Double Walled
WARWICK | CUMBERLAND FARMS, INC. #3883 | 3327 POST RD | UST-1061 | Gasoline Station | 12 | 1984-10-09 | Permanently Closed | 1000 | Waste Oil
WARWICK | CUMBERLAND FARMS, INC. #3883 | 3327 POST RD | UST-1061 | Gasoline Station | 13 | 2015-04-09 | In Use | 12000 | Gasoline | Double Walled | 2015-06-01
WARWICK | CUMBERLAND FARMS, INC. #3883 | 3327 POST RD | UST-1061 | Gasoline Station | 14 | 2015-04-09 | In Use | 8000 | Gasoline | Double Walled | 2015-06-01
WARWICK | CUMBERLAND FARMS, INC. #3883 | 3327 POST RD | UST-1061 | Gasoline Station | 15 | 2015-04-09 | In Use | 12000 | Gasoline | Double Walled | 2015-06-01
WARWICK | CUMBERLAND FARMS, INC. #3883 | 3327 POST RD | UST-1061 | Gasoline Station | 16 | 2015-04-09 | In Use | 8000 | Diesel | Double Walled | 2015-06-01
WARWICK | CUMBERLAND FARMS, INC. #3829 | 3377 POST RD | UST-759 | Gasoline Station | 1 | 1977-06-01 | Permanently Closed | 6000 | Gasoline
WARWICK | CUMBERLAND FARMS, INC. #3829 | 3377 POST RD | UST-759 | Gasoline Station | 2 | 1977-06-01 | Permanently Closed | 6000 | Gasoline
WARWICK | CUMBERLAND FARMS, INC. #3829 | 3377 POST RD | UST-759 | Gasoline Station | 3 | 1977-06-01 | Permanently Closed | 6000 | Gasoline
WARWICK | CUMBERLAND FARMS, INC. #3829 | 3377 POST RD | UST-759 | Gasoline Station | 4 | 1977-06-01 | Permanently Closed | 6000 | Gasoline
WARWICK | CUMBERLAND FARMS, INC. #3829 | 3377 POST RD | UST-759 | Gasoline Station | 5 | 1998-02-19 | Permanently Closed | 8000 | Gasoline | Double Walled
WARWICK | CUMBERLAND FARMS, INC. #3829 | 3377 POST RD | UST-759 | Gasoline Station | 6 | 1998-02-19 | Permanently Closed | 8000 | Gasoline | Double Walled
WARWICK | CUMBERLAND FARMS, INC. #3829 | 3377 POST RD | UST-759 | Gasoline Station | 7 | 1998-02-19 | Permanently Closed | 8000 | Gasoline | Double Walled
WARWICK | CVS CORPORATION | 560 AIRPORT RD | UST-232 | Commercials | 1 | 1980-03-01 | Permanently Closed | 20000 | Other
WARWICK | CVS CORPORATION | 560 AIRPORT RD | UST-232 | Commercials | 2 | 1980-03-01 | Permanently Closed | 500 | Waste Oil
WARWICK | CVS CORPORATION | 560 AIRPORT RD | UST-232 | Commercials | 3 | 2001-06-04 | In Use | 20000 | JetA | Double Walled
WARWICK | D'AMBRA CONSTRUCTION | 800 JEFFERSON BLVD | UST-3673 | Commercials | 1 | 1984-10-09 | Permanently Closed | 4000 | Diesel
WARWICK | D'AMBRA CONSTRUCTION | 800 JEFFERSON BLVD | UST-3673 | Commercials | 2 | 1984-10-09 | Permanently Closed | 4000 | Gasoline
WARWICK | D'AMBRA CONSTRUCTION | 800 JEFFERSON BLVD | UST-3673 | Commercials | 3 | 1984-10-09 | Permanently Closed | 4000 | Diesel
WARWICK | D'ANGELO'S | 1565 WARWICK AVE | UST-15649 | Commercials | 1 | 1984-10-09 | Permanently Closed | 1000 | Heating Oil No.2
WARWICK | D'ANGELO'S | 1565 WARWICK AVE | UST-15649 | Commercials | 2 | 1984-10-09 | Permanently Closed | 500 | Waste Oil
WARWICK | D'ANGELO'S | 1565 WARWICK AVE | UST-15649 | Commercials | 3 | 1984-10-09 | Abandoned | 1000 | Heating Oil No.2
WARWICK | DARREN KILEY (4 UNIT RESIDENCE) | 381 FAIR ST | UST-18826 | Other | 1 | 1984-10-09 | Permanently Closed | 1000 | Unknown
WARWICK | DAVE'S AUTO SERVICE CENTER INC. | 34 NARRAGANSETT PKWY | UST-889 | Gasoline Station | 1 | 1984-10-09 | Permanently Closed | 3000 | Gasoline
WARWICK | DAVE'S AUTO SERVICE CENTER INC. | 34 NARRAGANSETT PKWY | UST-889 | Gasoline Station | 2 | 1984-10-09 | Permanently Closed | 3000 | Gasoline
WARWICK | DAVE'S AUTO SERVICE CENTER INC. | 34 NARRAGANSETT PKWY | UST-889 | Gasoline Station | 3 | 1984-10-09 | Permanently Closed | 5000 | Gasoline
WARWICK | DAVE'S AUTO SERVICE CENTER INC. | 34 NARRAGANSETT PKWY | UST-889 | Gasoline Station | 4 | 1985-04-01 | Permanently Closed | 4000 | Gasoline | Single Walled
WARWICK | DAVE'S AUTO SERVICE CENTER INC. | 34 NARRAGANSETT PKWY | UST-889 | Gasoline Station | 5 | 1989-04-01 | Permanently Closed | 6000 | Gasoline | Single Walled
WARWICK | DAVE'S AUTO SERVICE CENTER INC. | 34 NARRAGANSETT PKWY | UST-889 | Gasoline Station | 6 | 1989-04-01 | Permanently Closed | 5000 | Gasoline | Single Walled
WARWICK | DAVE'S AUTO SERVICE CENTER INC. | 34 NARRAGANSETT PKWY | UST-889 | Gasoline Station | 7 | 1984-10-09 | Permanently Closed | 500 | Heating Oil No.2
WARWICK | DAVE'S AUTO SERVICE CENTER INC. | 34 NARRAGANSETT PKWY | UST-889 | Gasoline Station | 8 | 1984-10-09 | Permanently Closed | 500 | Waste Oil
WARWICK | DAVE'S MARKET - AIRPORT ROAD | 18 AIRPORT RD | UST-4685 | Commercials | 1 | 1984-10-09 | Permanently Closed | 500 | Waste Oil | Single Walled
WARWICK | DB MART #30 - COWESETT SUNOCO | 3868 POST RD | UST-303 | Gasoline Station | 1 | 1971-03-01 | Permanently Closed | 3000 | Gasoline
WARWICK | DB MART #30 - COWESETT SUNOCO | 3868 POST RD | UST-303 | Gasoline Station | 2 | 1988-10-01 | Permanently Closed | 8000 | Gasoline
WARWICK | DB MART #30 - COWESETT SUNOCO | 3868 POST RD | UST-303 | Gasoline Station | 3 | 1971-03-01 | Permanently Closed | 3000 | Gasoline
WARWICK | DB MART #30 - COWESETT SUNOCO | 3868 POST RD | UST-303 | Gasoline Station | 4 | 1988-10-01 | Permanently Closed | 8000 | Gasoline
WARWICK | DB MART #30 - COWESETT SUNOCO | 3868 POST RD | UST-303 | Gasoline Station | 5 | 1971-03-01 | Permanently Closed | 8000 | Gasoline
WARWICK | DB MART #30 - COWESETT SUNOCO | 3868 POST RD | UST-303 | Gasoline Station | 6 | 1984-03-01 | Permanently Closed | 4000 | Gasoline
WARWICK | DEEP ROCK, INC. | 101 JEFFERSON BLVD | UST-16386 | Industrial | 1 | 1984-10-09 | Permanently Closed | 6830 | Diesel
WARWICK | DEEP ROCK, INC. | 101 JEFFERSON BLVD | UST-16386 | Industrial | 2 | 1984-10-09 | Permanently Closed | 6830 | Gasoline
WARWICK | DEFELICE BROTHERS | 3960 POST RD | UST-17361 | Commercials | 1 | 1984-10-09 | Permanently Closed | 1000 | Heating Oil No.2
WARWICK | DEPCO (ABANDONED SITE) | 57 KILVERT ST | UST-16859 | Commercials | 1 | 1984-10-09 | Permanently Closed | 2000 | Heating Oil No.2
WARWICK | DESA PETROLEUM LLC | 1074 BALD HILL RD | UST-1260 | Gasoline Station | 1 | 1979-06-01 | Permanently Closed | 10000 | Gasoline
WARWICK | DESA PETROLEUM LLC | 1074 BALD HILL RD | UST-1260 | Gasoline Station | 2 | 1979-06-01 | Permanently Closed | 8000 | Gasoline
WARWICK | DESA PETROLEUM LLC | 1074 BALD HILL RD | UST-1260 | Gasoline Station | 3 | 1979-06-01 | Permanently Closed | 6000 | Gasoline
WARWICK | DG'S ARCADE | 1085 BALD HILL RD | UST-3775 | Commercials | 1 | 1984-10-09 | Permanently Closed | 1000 | Heating Oil No.2
WARWICK | DG'S ARCADE | 1085 BALD HILL RD | UST-3775 | Commercials | 2 | 1984-10-09 | Permanently Closed | 1000 | Heating Oil No.2
WARWICK | DIAMOND LUMBER, INC. | 3356 POST RD | UST-2155 | Commercials | 1 | 1984-10-09 | Permanently Closed | 1000 | Gasoline
WARWICK | DIAMOND LUMBER, INC. | 3356 POST RD | UST-2155 | Commercials | 2 | 1984-10-09 | Permanently Closed | 1000 | Heating Oil No.2
WARWICK | DIAMOND LUMBER, INC. | 3356 POST RD | UST-2155 | Commercials | 3 | 1984-10-09 | Permanently Closed | 500 | Heating Oil No.2
WARWICK | DICKERSON RESIDENCE | 4 PAUL AVE | UST-4182 | Private Residence | 1 | 1984-10-09 | Permanently Closed | 2000 | Heating Oil No.2
WARWICK | DOMIN TIRE | 1184 WARWICK AVE | UST-547 | Gasoline Station | 1 | 1966-07-01 | Permanently Closed | 10000 | Gasoline
WARWICK | DOMIN TIRE | 1184 WARWICK AVE | UST-547 | Gasoline Station | 2 | 1957-07-01 | Permanently Closed | 10000 | Gasoline
WARWICK | DOMIN TIRE | 1184 WARWICK AVE | UST-547 | Gasoline Station | 3 | 1984-10-09 | Permanently Closed | 500 | Heating Oil No.2
WARWICK | DONALD A. COSTANTINO | 12 VARNUM DR | UST-2945 | Private Residence | 1 | 1976-01-01 | In Use | 2000 | Heating Oil No.2
WARWICK | DONALD TATRO | 80 CYPRESS ST | UST-3444 | Commercials | 1 | 1984-10-09 | Permanently Closed | 4000 | Heating Oil No.2
WARWICK | DONALD TATRO | 80 CYPRESS ST | UST-3444 | Commercials | 2 | 1984-10-09 | Permanently Closed | 4000 | Heating Oil No.2
WARWICK | DOUGLAS S. FOREMAN, D.O., LTD. | 1444 WARWICK AVE | UST-3742 | Commercials | 1 | 1957-04-01 | Permanently Closed | 1000 | Heating Oil No.2
WARWICK | DR. CALENDA | 255 BRIAR CLIFF AVE | UST-18872 | Commercials | 1 | 1984-10-09 | Permanently Closed | 275 | Unknown
WARWICK | DR. IACONO | 135 LAMBERT LIND HUGHWAY | UST-17390 | Commercials | 1 | 1984-10-09 | Permanently Closed | 5000 | Gasoline
WARWICK | DR. IACONO | 135 LAMBERT LIND HUGHWAY | UST-17390 | Commercials | 2 | 1984-10-09 | Permanently Closed | 5000 | Gasoline
WARWICK | DUBLIN MOTOR CAR COMPANY | 580 WEST SHORE RD | UST-18282 | Commercials | 1 | 1984-10-09 | Permanently Closed | 2000 | Gasoline
WARWICK | DUBLIN MOTOR CAR COMPANY | 580 WEST SHORE RD | UST-18282 | Commercials | 2 | 1984-10-09 | Permanently Closed | 2000 | Gasoline
WARWICK | DUBLIN MOTOR CAR COMPANY | 580 WEST SHORE RD | UST-18282 | Commercials | 3 | 1984-10-09 | Permanently Closed | 575 | Heating Oil No.2
WARWICK | DUBLIN MOTOR CAR COMPANY | 580 WEST SHORE RD | UST-18282 | Commercials | 4 | 1984-10-09 | Permanently Closed | 1500 | Waste Oil
WARWICK | DUBLIN MOTOR CAR COMPANY | 580 WEST SHORE RD | UST-18282 | Commercials | 5 | 1984-10-09 | Permanently Closed | 3000 | Gasoline
WARWICK | E. COLBY CAMERON | 994 COWESETT RD | UST-17086 | Private Residence | 1 | 1984-10-09 | Permanently Closed | 2500 | Heating Oil No.2
WARWICK | ECO GAS | 33 JEFFERSON BLVD | UST-445 | Gasoline Station | 1 | 1968-04-01 | Permanently Closed | 5000 | Gasoline
WARWICK | ECO GAS | 33 JEFFERSON BLVD | UST-445 | Gasoline Station | 2 | 1990-01-09 | In Use | 10000 | Diesel | Double Walled | 2018-08-22
WARWICK | ECO GAS | 33 JEFFERSON BLVD | UST-445 | Gasoline Station | 3 | 1968-04-01 | Permanently Closed | 5000 | Gasoline
WARWICK | ECO GAS | 33 JEFFERSON BLVD | UST-445 | Gasoline Station | 4 | 1990-01-10 | In Use | 8000 | Gasoline | Double Walled | 2018-08-22
WARWICK | ECO GAS | 33 JEFFERSON BLVD | UST-445 | Gasoline Station | 5 | 1968-04-01 | Permanently Closed | 5000 | Gasoline
WARWICK | ECO GAS | 33 JEFFERSON BLVD | UST-445 | Gasoline Station | 6 | 1990-01-10 | In Use | 6000 | Gasoline | Double Walled | 2018-08-22
WARWICK | ECO GAS | 33 JEFFERSON BLVD | UST-445 | Gasoline Station | 7 | 1968-04-01 | Permanently Closed | 5000 | Diesel
WARWICK | ECO GAS | 33 JEFFERSON BLVD | UST-445 | Gasoline Station | 8 | 1990-01-11 | In Use | 6000 | Gasoline | Double Walled | 2018-08-22
WARWICK | ECO GAS | 33 JEFFERSON BLVD | UST-445 | Gasoline Station | 9 | 1984-10-09 | Permanently Closed | 550 | Waste Oil
WARWICK | ECO GAS | 33 JEFFERSON BLVD | UST-445 | Gasoline Station | 10 | 1984-10-09 | Permanently Closed | 550 | Heating Oil No.2
WARWICK | EG & G SEALOL | 60 PIONEER AVE | UST-406 | Industrial | 1 | 1955-04-01 | Permanently Closed | 2500 | Heating Oil No.2
WARWICK | EG & G SEALOL | 60 PIONEER AVE | UST-406 | Industrial | 2 | 1955-04-01 | Permanently Closed | 2500 | Heating Oil No.2
WARWICK | EG & G SEALOL | 60 PIONEER AVE | UST-406 | Industrial | 3 | 1955-04-01 | Permanently Closed | 4000 | Heating Oil No.2
WARWICK | EG & G SEALOL | 60 PIONEER AVE | UST-406 | Industrial | 4 | 1983-04-01 | Permanently Closed | 5000 | Heating Oil No.2
WARWICK | EG & G SEALOL | 60 PIONEER AVE | UST-406 | Industrial | 5 | 1984-10-09 | Permanently Closed | 2000 | Hazardous Substance
WARWICK | EG & G SEALOL | 60 PIONEER AVE | UST-406 | Industrial | 6 | 1984-10-09 | Permanently Closed | 1000 | Unknown
WARWICK | EHC, INC. | 3815 POST RD | UST-2264 | Commercials | 1 | 1972-04-01 | Permanently Closed | 3000 | Gasoline
WARWICK | EHC, INC. | 3815 POST RD | UST-2264 | Commercials | 2 | 1972-04-01 | Permanently Closed | 4000 | Gasoline
WARWICK | EHC, INC. | 3815 POST RD | UST-2264 | Commercials | 3 | 1972-04-01 | Permanently Closed | 5000 | Gasoline
WARWICK | EHC, INC. | 3815 POST RD | UST-2264 | Commercials | 4 | 1984-10-09 | Permanently Closed | 550 | Waste Oil
WARWICK | ELIZABETH BUTTUM CHACE HOME | 821 WEST SHORE RD | UST-4332 | Commercials | 1 | 1984-10-09 | Permanently Closed | 1000 | Heating Oil No.2
WARWICK | ELLEN FORD PROPERTY | 88 YALE AVE | UST-NR-9008 | Private Residence | 1 | null | Permanently Closed | 275 | Heating Oil No.2
WARWICK | ENGLEHARD CORPORATION | 263 KILVERT | UST-16213 | Commercials | 1 | 1984-10-09 | Permanently Closed | 2000 | Heating Oil No.2
WARWICK | ENGLEHARD CORPORATION | 263 KILVERT | UST-16213 | Commercials | 2 | 1984-10-09 | Permanently Closed | 275 | Waste Oil
WARWICK | ENGLEHARD CORPORATION | 263 KILVERT | UST-16213 | Commercials | 3 | 1984-10-09 | Permanently Closed | 275 | Waste Oil
WARWICK | ESTATE OF WALLACE MURRAY | 43 CRESTON WAY | UST-16682 | Private Residence | 1 | 1984-10-09 | Permanently Closed | 1000 | Heating Oil No.2
WARWICK | ETCO INC. | 25 BELLOWS ST | UST-2388 | Industrial | 1 | 1952-05-01 | Permanently Closed | 1000 | Heating Oil No.2
WARWICK | EVEREST HOLDING LLC | 629 BALD HILL RD | UST-619 | Gasoline Station | 1 | 1970-10-01 | Permanently Closed | 6000 | Gasoline
WARWICK | EVEREST HOLDING LLC | 629 BALD HILL RD | UST-619 | Gasoline Station | 2 | 1970-10-01 | Permanently Closed | 6000 | Gasoline
WARWICK | EVEREST HOLDING LLC | 629 BALD HILL RD | UST-619 | Gasoline Station | 3 | 1970-10-01 | Permanently Closed | 6000 | Gasoline
WARWICK | EVEREST HOLDING LLC | 629 BALD HILL RD | UST-619 | Gasoline Station | 4 | 1970-10-01 | Permanently Closed | 1000 | Heating Oil No.2
WARWICK | EVEREST HOLDING LLC | 629 BALD HILL RD | UST-619 | Gasoline Station | 5 | 1970-10-01 | Permanently Closed | 1000 | Waste Oil
WARWICK | EVEREST HOLDING LLC | 629 BALD HILL RD | UST-619 | Gasoline Station | 6 | 1981-10-01 | Permanently Closed | 2000 | Motor Oil
WARWICK | EVEREST HOLDING LLC | 629 BALD HILL RD | UST-619 | Gasoline Station | 7 | 1981-10-01 | Permanently Closed | 2000 | Motor Oil
WARWICK | EVEREST HOLDING LLC | 629 BALD HILL RD | UST-619 | Gasoline Station | 8 | 1995-05-01 | In Use | 15000 | Gasoline | Double Walled
WARWICK | EVEREST HOLDING LLC | 629 BALD HILL RD | UST-619 | Gasoline Station | 9 | 1995-05-01 | In Use | 15000 | Gasoline | Double Walled
WARWICK | EXCHANGE STREET ASSOCIATES PROPERTY | 5 DIVISION ST | UST-4294 | Commercials | 1 | 1984-10-09 | Permanently Closed | 15000 | Heating Oil No.6
WARWICK | FAIRFAX VILLAGE | 900 POST RD | UST-4449 | Commercials | 1 | 1984-10-09 | Permanently Closed | 10000 | Heating Oil No.2
WARWICK | FAIRFAX VILLAGE | 900 POST RD | UST-4449 | Commercials | 2 | 1984-10-09 | Permanently Closed | 10000 | Heating Oil No.2
WARWICK | FAIRWINDS MARINA | 22 SEMINOLE ST | UST-1414 | Commercials | 1 | 1975-05-01 | Permanently Closed | 4000 | Diesel
WARWICK | FAIRWINDS MARINA | 22 SEMINOLE ST | UST-1414 | Commercials | 2 | 1975-05-01 | Permanently Closed | 4000 | Gasoline
WARWICK | FAIRWINDS MARINA | 22 SEMINOLE ST | UST-1414 | Commercials | 3 | 1975-05-01 | Permanently Closed | 4000 | Gasoline
WARWICK | FAIRWINDS MARINA | 22 SEMINOLE ST | UST-1414 | Commercials | 4 | 1975-05-01 | Permanently Closed | 4000 | Gasoline
WARWICK | FAIRWINDS MARINA | 22 SEMINOLE ST | UST-1414 | Commercials | 5 | 1984-10-09 | Permanently Closed | 2000 | Diesel
WARWICK | FAIRWINDS MARINA | 22 SEMINOLE ST | UST-1414 | Commercials | 6 | 1999-08-25 | In Use | 4000 | Diesel | Double Walled | 2021-05-26
WARWICK | FAIRWINDS MARINA | 22 SEMINOLE ST | UST-1414 | Commercials | 7 | 1999-08-25 | In Use | 4000 | Gasoline | Double Walled | 2021-05-26
WARWICK | FAIRWINDS MARINA | 22 SEMINOLE ST | UST-1414 | Commercials | 8 | 1999-08-25 | Temporarily Closed | 4000 | Empty/No Contents | Double Walled
WARWICK | FAIRWINDS MARINA | 22 SEMINOLE ST | UST-1414 | Commercials | 9 | 1999-08-25 | In Use | 4000 | Gasoline | Double Walled | 2021-05-26
WARWICK | FAIRWINDS MARINA | 22 SEMINOLE ST | UST-1414 | Commercials | 10 | 1999-08-25 | Temporarily Closed | 4000 | Empty/No Contents | Double Walled
WARWICK | FAIRWINDS MARINA | 22 SEMINOLE ST | UST-1414 | Commercials | 11 | 1999-08-25 | Temporarily Closed | 4000 | Empty/No Contents | Double Walled
WARWICK | FAST GAS | 1995 POST RD | UST-848 | Gasoline Station | 1 | 1985-01-01 | Permanently Closed | 10000 | Gasoline | Single Walled | 1994-01-01
WARWICK | FAST GAS | 1995 POST RD | UST-848 | Gasoline Station | 2 | 1985-01-01 | Permanently Closed | 10000 | Gasoline | Single Walled | 1994-01-01
WARWICK | FEDERAL AVIATION ADMINISTRATION | 464 WARWICK INDUSTRIAL DR | UST-465 | Federal Government | 1 | 1978-04-01 | Permanently Closed | 515 | Diesel
WARWICK | FEDERAL AVIATION ADMINISTRATION | 464 WARWICK INDUSTRIAL DR | UST-465 | Federal Government | 2 | 1977-04-01 | Permanently Closed | 550 | Diesel
WARWICK | FEDERAL AVIATION ADMINISTRATION | 464 WARWICK INDUSTRIAL DR | UST-465 | Federal Government | 3 | 1950-04-01 | Permanently Closed | 1000 | Gasoline
WARWICK | FEDERAL AVIATION ADMINISTRATION | 464 WARWICK INDUSTRIAL DR | UST-465 | Federal Government | 4 | 1988-02-01 | Permanently Closed | 2000 | Diesel | Double Walled
WARWICK | FEDERAL AVIATION ADMINISTRATION | 464 WARWICK INDUSTRIAL DR | UST-465 | Federal Government | 5 | 1987-03-01 | Permanently Closed | 200 | Waste Oil
WARWICK | FEDERAL AVIATION ADMINISTRATION | 464 WARWICK INDUSTRIAL DR | UST-465 | Federal Government | 6 | 2005-05-16 | Permanently Closed | 2500 | Diesel | Double Walled | 2005-05-16
WARWICK | FEDERAL EXPRESS | 255 METROCENTER BLVD | UST-16045 | Commercials | 1 | 1988-04-01 | Permanently Closed | 550 | Waste Oil
WARWICK | FEDERAL EXPRESS CORPORATION | 30 ACCESS RD | UST-1758 | Commercials | 1 | 1984-10-09 | Permanently Closed | 10000 | Gasoline
WARWICK | FIRESTONE STORE #0238/014702 | WARWICK MALL | UST-1661 | Commercials | 1 | 1984-10-09 | Permanently Closed | 275 | Waste Oil
WARWICK | FIRST STOP #16 | 1335 POST RD | UST-588 | Gasoline Station | 1 | 1974-04-01 | Permanently Closed | 8000 | Gasoline | Single Walled
WARWICK | FIRST STOP #16 | 1335 POST RD | UST-588 | Gasoline Station | 2 | 1974-04-01 | Permanently Closed | 6000 | Diesel | Single Walled
WARWICK | FIRST STOP #16 | 1335 POST RD | UST-588 | Gasoline Station | 3 | 1974-04-01 | Permanently Closed | 6000 | Gasoline | Single Walled
WARWICK | FIRSTLINE PRODUCTS, INC. | 50 MINNESOTA AVE | UST-2917 | Industrial | 1 | 1976-03-01 | Permanently Closed | 1000 | Heating Oil No.2
WARWICK | FIRSTLINE PRODUCTS, INC. | 50 MINNESOTA AVE | UST-2917 | Industrial | 2 | 1984-10-09 | Permanently Closed | 2000 | Gasoline
WARWICK | FLEET BANK | 2100 WARWICK AVE | UST-221 | Commercials | 1 | 1975-03-01 | Permanently Closed | 1000 | Heating Oil No.2
WARWICK | FLEET NATIONAL BANK | 3033 POST RD | UST-1362 | Commercials | 1 | 1949-07-01 | Permanently Closed | 1000 | Heating Oil No.2
WARWICK | FORMER APPONAUG MILL COMPLEX | 1363 GREENWICH AVE | UST-1583 | State Government | 1 | 1951-05-01 | Permanently Closed | 2000 | Gasoline
WARWICK | FORMER APPONAUG MILL COMPLEX | 1363 GREENWICH AVE | UST-1583 | State Government | 2 | 1951-05-01 | Permanently Closed | 250000 | Heating Oil No.2
WARWICK | FORMER APPONAUG MILL COMPLEX | 1363 GREENWICH AVE | UST-1583 | State Government | 3 | 1984-10-09 | Permanently Closed | 12000 | Unknown
WARWICK | FORMER APPONAUG MILL COMPLEX | 1363 GREENWICH AVE | UST-1583 | State Government | 4 | 1984-10-09 | Permanently Closed | 12000 | Unknown
WARWICK | FORMER APPONAUG MILL COMPLEX | 1363 GREENWICH AVE | UST-1583 | State Government | 5 | 1920-01-01 | Permanently Closed | 200000 | Heating Oil No.6
WARWICK | FORMER APPONAUG MILL COMPLEX | 1363 GREENWICH AVE | UST-1583 | State Government | 6 | 1984-10-09 | Permanently Closed | 1000 | Unknown
WARWICK | FORMER CHRISTOPHER MOTORS | 155 VETERANS MEMORIAL DR | UST-4632 | State Government | 1 | 1958-01-01 | Permanently Closed | 1000 | Heating Oil No.2
WARWICK | FORMER CHRISTOPHER MOTORS | 155 VETERANS MEMORIAL DR | UST-4632 | State Government | 2 | 1958-01-01 | Permanently Closed | 500 | Waste Oil
WARWICK | FORMER DAVIE'S SERVICE CENTER | 1008 WEST SHORE RD | UST-2150 | Gasoline Station | 1 | 1965-04-01 | Permanently Closed | 2000 | Gasoline
WARWICK | FORMER DAVIE'S SERVICE CENTER | 1008 WEST SHORE RD | UST-2150 | Gasoline Station | 2 | 1965-04-01 | Permanently Closed | 2000 | Gasoline
WARWICK | FORMER DAVIE'S SERVICE CENTER | 1008 WEST SHORE RD | UST-2150 | Gasoline Station | 3 | 1965-04-01 | Permanently Closed | 4000 | Gasoline
WARWICK | FORMER DAVIE'S SERVICE CENTER | 1008 WEST SHORE RD | UST-2150 | Gasoline Station | 4 | 1965-04-01 | Permanently Closed | 4000 | Gasoline
WARWICK | FORMER DAVIE'S SERVICE CENTER | 1008 WEST SHORE RD | UST-2150 | Gasoline Station | 5 | 1965-04-01 | Permanently Closed | 3000 | Gasoline
WARWICK | FORMER DAVIE'S SERVICE CENTER | 1008 WEST SHORE RD | UST-2150 | Gasoline Station | 6 | 1965-04-01 | Permanently Closed | 500 | Waste Oil
WARWICK | FORMER DAVIE'S SERVICE CENTER | 1008 WEST SHORE RD | UST-2150 | Gasoline Station | 7 | 1965-04-01 | Permanently Closed | 1000 | Diesel
WARWICK | FORMER DAVIE'S SERVICE CENTER | 1008 WEST SHORE RD | UST-2150 | Gasoline Station | 8 | 1979-04-01 | Permanently Closed | 2000 | Kerosene
WARWICK | FORMER DAVIE'S SERVICE CENTER | 1008 WEST SHORE RD | UST-2150 | Gasoline Station | 9 | 1987-10-01 | Permanently Closed | 4000 | Gasoline | Single Walled
WARWICK | FORMER DAVIE'S SERVICE CENTER | 1008 WEST SHORE RD | UST-2150 | Gasoline Station | 10 | 1987-10-01 | Permanently Closed | 4000 | Gasoline | Single Walled
WARWICK | FORMER DAVIE'S SERVICE CENTER | 1008 WEST SHORE RD | UST-2150 | Gasoline Station | 11 | 1987-10-01 | Permanently Closed | 2000 | Diesel | Single Walled
WARWICK | FORMER DAVIE'S SERVICE CENTER | 1008 WEST SHORE RD | UST-2150 | Gasoline Station | 12 | 1987-10-01 | Permanently Closed | 6000 | Gasoline | Single Walled
WARWICK | FORMER DAVIE'S SERVICE CENTER | 1008 WEST SHORE RD | UST-2150 | Gasoline Station | 13 | 1987-10-01 | Permanently Closed | 2000 | Kerosene | Single Walled
WARWICK | FORMER DAVIE'S SERVICE CENTER | 1008 WEST SHORE RD | UST-2150 | Gasoline Station | 14 | 1987-10-01 | Permanently Closed | 550 | Waste Oil | Single Walled
WARWICK | FORMER ELECTRIC MOTOR REPAIR, INC. | 3070 POST RD | UST-4647 | State Government | 1 | 1958-01-01 | Permanently Closed | 1000 | Heating Oil No.2
WARWICK | FORMER GASPEE AUTO PARTS STORE | 93 IMERA AVE | UST-4066 | State Government | 1 | 1984-10-09 | Permanently Closed | 1000 | Heating Oil No.2
WARWICK | FORMER LEVITON MANUFACTURING COMPANY - LOT 2 | 745 JEFFERSON BLVD | UST-115 | Industrial | 1 | 1965-03-01 | Permanently Closed | 53000 | Heating Oil No.6
WARWICK | FORMER LEVITON MANUFACTURING COMPANY - LOT 2 | 745 JEFFERSON BLVD | UST-115 | Industrial | 2 | 1975-03-01 | Permanently Closed | 70000 | Heating Oil No.6
WARWICK | FORMER LEVITON MANUFACTURING COMPANY - LOT 2 | 745 JEFFERSON BLVD | UST-115 | Industrial | 3 | 1977-03-01 | Permanently Closed | 2000 | Gasoline
WARWICK | FORMER LEVITON MANUFACTURING COMPANY - LOT 2 | 745 JEFFERSON BLVD | UST-115 | Industrial | 4 | 1989-04-01 | Permanently Closed | 4000 | Diesel | Single Walled
WARWICK | FORMER LEVITON MANUFACTURING COMPANY - LOT 2 | 745 JEFFERSON BLVD | UST-115 | Industrial | 5 | 1976-03-01 | Permanently Closed | 2000 | Gasoline
WARWICK | FORMER LEVITON MANUFACTURING COMPANY - LOT 2 | 745 JEFFERSON BLVD | UST-115 | Industrial | 6 | 1989-04-01 | Permanently Closed | 4000 | Gasoline | Single Walled
WARWICK | FORMER LEVITON MANUFACTURING COMPANY - LOT 2 | 745 JEFFERSON BLVD | UST-115 | Industrial | 7 | 1977-03-01 | Permanently Closed | 3000 | Gasoline
WARWICK | FORMER LEVITON MANUFACTURING COMPANY - LOT 2 | 745 JEFFERSON BLVD | UST-115 | Industrial | 8 | 1974-04-01 | Permanently Closed | 1500 | Heating Oil No.2
WARWICK | FORMER LEVITON MANUFACTURING COMPANY - LOT 2 | 745 JEFFERSON BLVD | UST-115 | Industrial | 9 | 1989-04-01 | Permanently Closed | 4000 | Heating Oil No.2 | Double Walled
WARWICK | FRANCIS ELEMENTARY SCHOOL | 325 MIANTONOMO DR | UST-2736 | Education - Town | 1 | 1951-04-01 | Permanently Closed | 5000 | Heating Oil No.2
WARWICK | FRANCIS ELEMENTARY SCHOOL | 325 MIANTONOMO DR | UST-2736 | Education - Town | 2 | 1998-08-01 | In Use | 5000 | Heating Oil No.2 | Double Walled
WARWICK | FRED'S AUTOHOUSE (FORMERLY) | 2283 POST RD | UST-18772 | Commercials | 1 | 1984-10-09 | Permanently Closed | 3000 | Gasoline
WARWICK | FRED'S AUTOHOUSE (FORMERLY) | 2283 POST RD | UST-18772 | Commercials | 2 | 1984-10-09 | Permanently Closed | 3000 | Gasoline
WARWICK | FRED'S AUTOHOUSE (FORMERLY) | 2283 POST RD | UST-18772 | Commercials | 3 | 1984-10-09 | Permanently Closed | 3000 | Gasoline
WARWICK | FRED'S AUTOHOUSE (FORMERLY) | 2283 POST RD | UST-18772 | Commercials | 4 | 1984-10-09 | Permanently Closed | 3000 | Gasoline
WARWICK | FREDERICK CARROZZA, JR. (VACANT BLDG) | 3126 POST RD | UST-17468 | Gasoline Station | 1 | 1984-10-09 | Permanently Closed | 1000 | Gasoline
WARWICK | FREDERICK CARROZZA, JR. (VACANT BLDG) | 3126 POST RD | UST-17468 | Gasoline Station | 2 | 1984-10-09 | Permanently Closed | 1000 | Waste Oil
WARWICK | FREDERICK CARROZZA, JR. (VACANT BLDG) | 3126 POST RD | UST-17468 | Gasoline Station | 3 | 1984-10-09 | Permanently Closed | 1000 | Waste Oil
WARWICK | FREDERICK CARROZZA, JR. (VACANT BLDG) | 3126 POST RD | UST-17468 | Gasoline Station | 4 | 1984-10-09 | Permanently Closed | 10000 | Gasoline
WARWICK | FREDERICK CARROZZA, JR. (VACANT BLDG) | 3126 POST RD | UST-17468 | Gasoline Station | 5 | 1984-10-09 | Permanently Closed | 1000 | Waste Oil
WARWICK | FREDERICK CARROZZA, JR. (VACANT BLDG) | 3126 POST RD | UST-17468 | Gasoline Station | 6 | 1984-10-09 | Permanently Closed | 1000 | Gasoline
WARWICK | FRIEND'S HOUSE | 50 HARRINGTON AVE | UST-16583 | Other | 1 | 1984-10-09 | Permanently Closed | 500 | Heating Oil No.2
WARWICK | FUND MANAGEMENT INC. HANGAR | 596 AIRPORT RD | UST-3298 | Other | 1 | 1991-04-01 | Permanently Closed | 7500 | Kerosene | Double Walled
WARWICK | FUND MANAGEMENT INC. HANGAR | 596 AIRPORT RD | UST-3298 | Other | 2 | 1991-04-01 | Permanently Closed | 7500 | Kerosene | Double Walled
WARWICK | FUND MANAGEMENT INC. HANGAR | 596 AIRPORT RD | UST-3298 | Other | 3 | 1991-04-01 | Permanently Closed | 720 | Other
WARWICK | G.M. GANNON CO. INC. | 3134 POST RD | UST-570 | Commercials | 1 | 1975-04-01 | Permanently Closed | 7000 | Hazardous Substance
WARWICK | G.M. GANNON CO. INC. | 3134 POST RD | UST-570 | Commercials | 2 | 1975-04-01 | Permanently Closed | 7000 | Hazardous Substance
WARWICK | G.M. GANNON CO. INC. | 3134 POST RD | UST-570 | Commercials | 3 | 1975-04-01 | Permanently Closed | 7000 | Hazardous Substance
WARWICK | GAM BUILDING | 3308 POST RD | UST-2354 | Other | 1 | 1984-10-09 | Permanently Closed | 1500 | Heating Oil No.2
WARWICK | GARRY RANALDI | 111 COMMERCE DR | UST-16479 | Commercials | 1 | 1979-05-01 | Permanently Closed | 1000 | Heating Oil No.2
WARWICK | GASPEE MANSION (ASSISTED LIVING) | 69 FAIR ST | UST-19092 | Commercials | 1 | 1984-10-09 | Permanently Closed | 1000 | Heating Oil No.2
WARWICK | GB TOOL | 6 ECHO DR | UST-17286 | Commercials | 1 | 1984-10-09 | Permanently Closed | 1000 | Heating Oil No.2
WARWICK | GEIB REFINERY | 399 KILVERT ST | UST-15093 | Gasoline Station | 1 | 1984-10-09 | Permanently Closed | 1000 | Gasoline
WARWICK | GEIB REFINERY | 399 KILVERT ST | UST-15093 | Gasoline Station | 2 | 1984-10-09 | Permanently Closed | 2000 | Heating Oil No.2
WARWICK | GEORGIA-PACIFIC CORPORATION | 170 JEFFERSON BLVD | UST-1650 | Commercials | 1 | 1974-10-01 | Permanently Closed | 5000 | Diesel
WARWICK | GEORGIA-PACIFIC CORPORATION | 170 JEFFERSON BLVD | UST-1650 | Commercials | 2 | 1974-10-01 | Permanently Closed | 1000 | Heating Oil No.2
WARWICK | GILL SERVICES | 1177 JEFFERSON BLVD | UST-4306 | Commercials | 1 | 1984-10-09 | Permanently Closed | 2000 | Heating Oil No.2
WARWICK | GILL SERVICES, INC. | 381 WARWICK AVE | UST-665 | Commercials | 1 | 1979-04-01 | Permanently Closed | 2000 | Diesel
WARWICK | GLOBAL MONTELLO GROUP #210 | 2003 POST RD | UST-3120 | Gasoline Station | 1 | 1986-02-01 | Permanently Closed | 10000 | Gasoline | Double Walled
WARWICK | GLOBAL MONTELLO GROUP #210 | 2003 POST RD | UST-3120 | Gasoline Station | 2 | 1986-02-01 | Permanently Closed | 10000 | Gasoline | Double Walled
WARWICK | GLOBAL MONTELLO GROUP #210 | 2003 POST RD | UST-3120 | Gasoline Station | 3 | 1986-02-01 | Permanently Closed | 10000 | Gasoline | Double Walled
WARWICK | GLOBAL MONTELLO GROUP #210 | 2003 POST RD | UST-3120 | Gasoline Station | 4 | 2010-03-17 | In Use | 15000 | Gasoline | Double Walled
WARWICK | GLOBAL MONTELLO GROUP #210 | 2003 POST RD | UST-3120 | Gasoline Station | 5 | 2010-03-17 | In Use | 10000 | Gasoline | Double Walled
WARWICK | GLOBAL MONTELLO GROUP #210 | 2003 POST RD | UST-3120 | Gasoline Station | 6 | 2010-03-17 | In Use | 5000 | Diesel | Double Walled
WARWICK | GLOBAL MONTELLO GROUP #218 | 15 JEFFERSON BLVD | UST-1258 | Gasoline Station | 1 | 1983-06-01 | Permanently Closed | 10000 | Gasoline | Single Walled | 1998-06-01
WARWICK | GLOBAL MONTELLO GROUP #218 | 15 JEFFERSON BLVD | UST-1258 | Gasoline Station | 2 | 1983-06-01 | Permanently Closed | 8000 | Gasoline | Single Walled | 1998-06-01
WARWICK | GLOBAL MONTELLO GROUP #218 | 15 JEFFERSON BLVD | UST-1258 | Gasoline Station | 3 | 1983-06-01 | Permanently Closed | 8000 | Diesel | Single Walled | 1998-06-01
WARWICK | GLOBAL MONTELLO GROUP #218 | 15 JEFFERSON BLVD | UST-1258 | Gasoline Station | 4 | 1984-10-09 | Permanently Closed | 1000 | Heating Oil No.2
WARWICK | GLOBAL MONTELLO GROUP #218 | 15 JEFFERSON BLVD | UST-1258 | Gasoline Station | 5 | 1983-06-01 | Permanently Closed | 1000 | Waste Oil
WARWICK | GLOBAL MONTELLO GROUP #218 | 15 JEFFERSON BLVD | UST-1258 | Gasoline Station | 6 | 2017-10-20 | In Use | 12000 | Gasoline | Double Walled | 2017-11-03
WARWICK | GLOBAL MONTELLO GROUP #218 | 15 JEFFERSON BLVD | UST-1258 | Gasoline Station | 7 | 2017-10-20 | In Use | 8000 | Gasoline | Double Walled | 2017-11-03
WARWICK | GLOBAL MONTELLO GROUP #218 | 15 JEFFERSON BLVD | UST-1258 | Gasoline Station | 8 | 2017-10-20 | In Use | 5000 | Gasoline | Double Walled | 2017-11-03
WARWICK | GLOBAL MONTELLO GROUP #218 | 15 JEFFERSON BLVD | UST-1258 | Gasoline Station | 9 | 2017-10-20 | In Use | 7000 | Diesel | Double Walled | 2017-11-03
WARWICK | GLOBAL MONTELLO GROUP #2738 | 1050 BALD HILL RD | UST-1526 | Gasoline Station | 1 | 1975-04-01 | Permanently Closed | 6000 | Gasoline
WARWICK | GLOBAL MONTELLO GROUP #2738 | 1050 BALD HILL RD | UST-1526 | Gasoline Station | 2 | 1988-05-01 | Permanently Closed | 10000 | Gasoline | Single Walled
WARWICK | GLOBAL MONTELLO GROUP #2738 | 1050 BALD HILL RD | UST-1526 | Gasoline Station | 3 | 1975-04-01 | Permanently Closed | 8000 | Gasoline
WARWICK | GLOBAL MONTELLO GROUP #2738 | 1050 BALD HILL RD | UST-1526 | Gasoline Station | 4 | 1988-05-01 | Permanently Closed | 10000 | Gasoline | Single Walled
WARWICK | GLOBAL MONTELLO GROUP #2738 | 1050 BALD HILL RD | UST-1526 | Gasoline Station | 5 | 1975-04-01 | Permanently Closed | 10000 | Gasoline
WARWICK | GLOBAL MONTELLO GROUP #2738 | 1050 BALD HILL RD | UST-1526 | Gasoline Station | 6 | 1988-05-01 | Permanently Closed | 10000 | Gasoline | Single Walled
WARWICK | GLOBAL MONTELLO GROUP #2738 | 1050 BALD HILL RD | UST-1526 | Gasoline Station | 7 | 1975-04-01 | Permanently Closed | 550 | Heating Oil No.2
WARWICK | GLOBAL MONTELLO GROUP #2738 | 1050 BALD HILL RD | UST-1526 | Gasoline Station | 8 | 1988-05-01 | Permanently Closed | 10000 | Gasoline | Single Walled
WARWICK | GLOBAL MONTELLO GROUP #2738 | 1050 BALD HILL RD | UST-1526 | Gasoline Station | 9 | 2004-09-17 | In Use | 15000 | Gasoline | Double Walled | 2004-09-17
WARWICK | GLOBAL MONTELLO GROUP #2738 | 1050 BALD HILL RD | UST-1526 | Gasoline Station | 10 | 2004-09-17 | In Use | 15000 | Gasoline | Double Walled | 2004-09-17
WARWICK | GLOBAL MONTELLO GROUP #2738 | 1050 BALD HILL RD | UST-1526 | Gasoline Station | 11 | 2004-09-17 | In Use | 12000 | Gasoline | Double Walled | 2004-09-17
WARWICK | GLOBAL MONTELLO GROUP #2738 | 1050 BALD HILL RD | UST-1526 | Gasoline Station | 12 | 2004-09-17 | In Use | 8000 | Diesel | Double Walled | 2004-09-17
WARWICK | GORTON JR. HIGH SCHOOL | 69 DRAPER AVE | UST-2748 | Education - Town | 1 | 1946-04-01 | Permanently Closed | 5000 | Heating Oil No.2
WARWICK | GORTON JR. HIGH SCHOOL | 69 DRAPER AVE | UST-2748 | Education - Town | 2 | 1989-08-01 | In Use | 5000 | Heating Oil No.2
WARWICK | GOVERNOR FRANCIS INN | 1243 WARWICK AVE | UST-2202 | Commercials | 1 | 1984-10-09 | Permanently Closed | 1500 | Heating Oil No.2
WARWICK | GOVERNOR FRANCIS SHOPPING CENTER | 945 NAMQUID DR | UST-18064 | Commercials | 1 | 1984-10-09 | Permanently Closed | 550 | Heating Oil No.2
WARWICK | GREAT REX CORPORATION | 205 LAMBART LIND HWY | UST-17261 | Other | 1 | 1984-10-09 | Permanently Closed | 550 | Heating Oil No.2
WARWICK | GREENWICH VILLAGE | 300 LAMBERT LIND HWY | UST-18196 | Commercials | 1 | 1984-04-01 | Permanently Closed | 1000 | Diesel
WARWICK | GREENWOOD COMMUNITY CHURCH | 805 MAIN AVE | UST-18944 | Other | 1 | 1984-10-09 | Permanently Closed | 1000 | Heating Oil No.2
WARWICK | GREENWOOD ELEMENTARY SCHOOL | 93 SHARON ST | UST-2738 | Education - Town | 1 | 1948-04-01 | Permanently Closed | 1000 | Heating Oil No.2
WARWICK | GREENWOOD ELEMENTARY SCHOOL | 93 SHARON ST | UST-2738 | Education - Town | 2 | 1995-07-01 | Permanently Closed | 5000 | Heating Oil No.2 | Double Walled
WARWICK | GREENWOOD HOUSING NURSING HOME | 1139 MAIN AVE | UST-3602 | Commercials | 1 | 1982-07-01 | Permanently Closed | 500 | Heating Oil No.2
WARWICK | GREENWOOD LIQUOR | 2727 POST RD | UST-18238 | Commercials | 1 | 1984-10-09 | Permanently Closed | 1000 | Gasoline
WARWICK | GREENWOOD LIQUOR | 2727 POST RD | UST-18238 | Commercials | 2 | 1984-10-09 | Permanently Closed | 275 | Heating Oil No.2
WARWICK | GREENWOOD NURSERY | 2826 POST RD | UST-4796 | Commercials | 1 | 1984-10-09 | Permanently Closed | 1000 | Heating Oil No.2
WARWICK | GREENWOOD NURSERY | 2826 POST RD | UST-4796 | Commercials | 2 | 1984-10-09 | Permanently Closed | 1000 | Heating Oil No.2
WARWICK | GREENWOOD SERVICE CENTER | 2561 POST RD | UST-1259 | Gasoline Station | 1 | 1983-06-01 | Permanently Closed | 10000 | Gasoline
WARWICK | GREENWOOD SERVICE CENTER | 2561 POST RD | UST-1259 | Gasoline Station | 2 | 1983-06-01 | Permanently Closed | 8000 | Gasoline
WARWICK | GREENWOOD SERVICE CENTER | 2561 POST RD | UST-1259 | Gasoline Station | 3 | 1983-06-01 | Permanently Closed | 8000 | Gasoline
WARWICK | GREENWOOD SERVICE CENTER | 2561 POST RD | UST-1259 | Gasoline Station | 4 | 1983-06-01 | Permanently Closed | 500 | Heating Oil No.2
WARWICK | GREENWOOD SERVICE CENTER | 2561 POST RD | UST-1259 | Gasoline Station | 5 | 1983-06-01 | Permanently Closed | 500 | Waste Oil
WARWICK | GREYLAWN FARMS | 112 OLD WARWICK AVE | UST-18645 | Commercials | 1 | 1984-10-09 | Permanently Closed | 500 | Gasoline
WARWICK | GULF EXPRESS | 1196 WEST SHORE RD | UST-752 | Gasoline Station | 1 | 1975-06-01 | Permanently Closed | 6000 | Gasoline
WARWICK | GULF EXPRESS | 1196 WEST SHORE RD | UST-752 | Gasoline Station | 2 | 1975-06-01 | Permanently Closed | 6000 | Gasoline
WARWICK | GULF EXPRESS | 1196 WEST SHORE RD | UST-752 | Gasoline Station | 3 | 1975-06-01 | Permanently Closed | 6000 | Gasoline
WARWICK | GULF EXPRESS | 1196 WEST SHORE RD | UST-752 | Gasoline Station | 4 | 1975-06-01 | Permanently Closed | 6000 | Gasoline
WARWICK | GULF EXPRESS | 1196 WEST SHORE RD | UST-752 | Gasoline Station | 5 | 1984-10-09 | Permanently Closed | 275 | Waste Oil
WARWICK | GULF EXPRESS | 1196 WEST SHORE RD | UST-752 | Gasoline Station | 6 | 1984-10-09 | Permanently Closed | 500 | Heating Oil No.2
WARWICK | GULF EXPRESS | 1196 WEST SHORE RD | UST-752 | Gasoline Station | 7 | 1984-10-09 | Permanently Closed | 550 | Heating Oil No.2
WARWICK | GULF EXPRESS | 1196 WEST SHORE RD | UST-752 | Gasoline Station | 8 | 1984-10-09 | Permanently Closed | 550 | Waste Oil
WARWICK | GULF EXPRESS | 1196 WEST SHORE RD | UST-752 | Gasoline Station | 9 | 1998-11-24 | In Use | 8000 | Gasoline | Double Walled
WARWICK | GULF EXPRESS | 1196 WEST SHORE RD | UST-752 | Gasoline Station | 10 | 1998-11-24 | In Use | 8000 | Gasoline | Double Walled
WARWICK | GULF EXPRESS | 1196 WEST SHORE RD | UST-752 | Gasoline Station | 11 | 1998-11-24 | In Use | 8000 | Gasoline | Double Walled
WARWICK | H. DAVID HEDISON | 54 HIGHLAND AVE | UST-18437 | Private Residence | 1 | 1984-10-09 | Permanently Closed | 5000 | Heating Oil No.2
WARWICK | H.A. FISHER HOMES | 110 SHERWOOD AVE | UST-2737 | Commercials | 1 | 1953-04-01 | Permanently Closed | 5000 | Heating Oil No.2
WARWICK | H.A. FISHER HOMES | 110 SHERWOOD AVE | UST-2737 | Commercials | 2 | 1998-08-01 | Permanently Closed | 5000 | Heating Oil No.2 | Double Walled
WARWICK | HAROLD A. & JEANNE GILL | 1755 WEST SHORE RD | UST-1657 | Private Residence | 1 | 1973-05-01 | Permanently Closed | 2000 | Heating Oil No.2
WARWICK | HAROLD A. & JEANNE GILL | 1755 WEST SHORE RD | UST-1657 | Private Residence | 2 | 1978-05-01 | Permanently Closed | 4000 | Heating Oil No.2
WARWICK | HARONIAN RESIDENCE | 10 BEACON AVE | UST-3972 | Private Residence | 1 | 1984-10-09 | Permanently Closed | 2000 | Heating Oil No.2
WARWICK | HARSS EXPRESS | 2904 WARWICK AVE | UST-735 | Gasoline Station | 1 | 1971-04-01 | Permanently Closed | 8000 | Gasoline
WARWICK | HARSS EXPRESS | 2904 WARWICK AVE | UST-735 | Gasoline Station | 2 | 1971-04-01 | Permanently Closed | 8000 | Gasoline
WARWICK | HARSS EXPRESS | 2904 WARWICK AVE | UST-735 | Gasoline Station | 3 | 1971-04-01 | Permanently Closed | 8000 | Gasoline
WARWICK | HARSS EXPRESS | 2904 WARWICK AVE | UST-735 | Gasoline Station | 4 | 1998-04-10 | In Use | 8000 | Gasoline | Double Walled | 2020-11-06
WARWICK | HARSS EXPRESS | 2904 WARWICK AVE | UST-735 | Gasoline Station | 5 | 1998-04-10 | In Use | 12000 | Gasoline | Double Walled | 2020-11-06
WARWICK | HARSS EXPRESS | 2904 WARWICK AVE | UST-735 | Gasoline Station | 6 | 1998-04-10 | In Use | 12000 | Gasoline | Double Walled | 2020-11-06
WARWICK | HERB'S TOWING | 2648 WEST SHORE RD | UST-3138 | Gasoline Station | 1 | 1960-08-01 | Permanently Closed | 4000 | Gasoline
WARWICK | HERB'S TOWING | 2648 WEST SHORE RD | UST-3138 | Gasoline Station | 2 | 1960-08-01 | Permanently Closed | 4000 | Gasoline
WARWICK | HERB'S TOWING | 2648 WEST SHORE RD | UST-3138 | Gasoline Station | 3 | 1960-08-01 | Permanently Closed | 4000 | Gasoline
WARWICK | HERB'S TOWING | 2648 WEST SHORE RD | UST-3138 | Gasoline Station | 4 | 1960-08-01 | Permanently Closed | 4000 | Gasoline
WARWICK | HERB'S TOWING | 2648 WEST SHORE RD | UST-3138 | Gasoline Station | 5 | 1960-08-01 | Permanently Closed | 550 | Waste Oil
WARWICK | HERB'S TOWING | 2648 WEST SHORE RD | UST-3138 | Gasoline Station | 6 | 1960-08-01 | Permanently Closed | 550 | Heating Oil No.2
WARWICK | HERB'S TOWING | 2648 WEST SHORE RD | UST-3138 | Gasoline Station | 7 | 1995-07-01 | In Use | 8000 | Gasoline | Double Walled
WARWICK | HERB'S TOWING | 2648 WEST SHORE RD | UST-3138 | Gasoline Station | 8 | 1995-07-01 | In Use | 8000 | Gasoline | Double Walled
WARWICK | HERTZ CORPORATION | 2000 POST RD | UST-228 | Commercials | 1 | 1977-03-01 | Permanently Closed | 10000 | Gasoline | Single Walled
WARWICK | HERTZ CORPORATION | 2000 POST RD | UST-228 | Commercials | 2 | 1977-03-01 | Permanently Closed | 500 | Heating Oil No.2
WARWICK | HERTZ CORPORATION | 2000 POST RD | UST-228 | Commercials | 3 | 1984-10-09 | Permanently Closed | 500 | Waste Oil
WARWICK | HERTZ VEHICLE MAINT.& SERVICE FACILITY | 40 SENATOR ST | UST-18577 | Commercials | 1 | 2000-06-24 | In Use | 550 | Mixture | Double Walled
WARWICK | HERTZ VEHICLE MAINT.& SERVICE FACILITY | 40 SENATOR ST | UST-18577 | Commercials | 2 | 2000-06-24 | In Use | 10000 | Gasoline | Double Walled | 2018-03-20
WARWICK | HICK'S GARAGE | 685 WARWICK AVE | UST-15408 | Gasoline Station | 1 | 1984-10-09 | Permanently Closed | 4000 | Gasoline
WARWICK | HICK'S GARAGE | 685 WARWICK AVE | UST-15408 | Gasoline Station | 2 | 1984-10-09 | Permanently Closed | 4000 | Gasoline
WARWICK | HICK'S GARAGE | 685 WARWICK AVE | UST-15408 | Gasoline Station | 3 | 1984-10-09 | Permanently Closed | 4000 | Gasoline
WARWICK | HICK'S GARAGE | 685 WARWICK AVE | UST-15408 | Gasoline Station | 4 | 1984-10-09 | Permanently Closed | 275 | Waste Oil
WARWICK | HILLSGROVE REALTY | 399-401 JEFFERSON BLVD | UST-2855 | Commercials | 1 | 1978-04-01 | Permanently Closed | 3000 | Gasoline
WARWICK | HILLSGROVE SERVICENTER, INC. | 1965 POST RD | UST-1474 | Gasoline Station | 1 | 1984-10-09 | Permanently Closed | 3000 | Gasoline
WARWICK | HILLSGROVE SERVICENTER, INC. | 1965 POST RD | UST-1474 | Gasoline Station | 2 | 1984-10-09 | Permanently Closed | 2000 | Gasoline
WARWICK | HILLSGROVE SERVICENTER, INC. | 1965 POST RD | UST-1474 | Gasoline Station | 3 | 1986-03-01 | Permanently Closed | 8000 | Gasoline | Single Walled
WARWICK | HILLSGROVE SERVICENTER, INC. | 1965 POST RD | UST-1474 | Gasoline Station | 4 | 1984-10-09 | Permanently Closed | 4000 | Gasoline
WARWICK | HILLSGROVE SERVICENTER, INC. | 1965 POST RD | UST-1474 | Gasoline Station | 5 | 1975-01-01 | Permanently Closed | 4000 | Gasoline | Single Walled
WARWICK | HILLSGROVE SERVICENTER, INC. | 1965 POST RD | UST-1474 | Gasoline Station | 6 | 1984-10-09 | Permanently Closed | 6000 | Gasoline | Single Walled
WARWICK | HILLSGROVE SERVICENTER, INC. | 1965 POST RD | UST-1474 | Gasoline Station | 7 | 1984-10-09 | Permanently Closed | 6000 | Diesel | Single Walled
WARWICK | HIRTH PROPERTY | 174 ALDRICH AVE | UST-4013 | Private Residence | 1 | 1984-10-09 | Permanently Closed | 2000 | Heating Oil No.2
WARWICK | HOLDEN ELEMENTARY SCHOOL | 61 HOXSIE AVE | UST-2747 | Education - Town | 1 | 1949-04-01 | Permanently Closed | 3000 | Heating Oil No.2
WARWICK | HOLDEN ELEMENTARY SCHOOL | 61 HOXSIE AVE | UST-2747 | Education - Town | 2 | 1995-07-01 | Permanently Closed | 5000 | Heating Oil No.2 | Double Walled
WARWICK | HOLLIMAN ELEMENTARY SCHOOL | 70 DEBORAH RD | UST-2742 | Education - Town | 1 | 1953-04-01 | Permanently Closed | 5000 | Heating Oil No.4
WARWICK | HOLLIMAN ELEMENTARY SCHOOL | 70 DEBORAH RD | UST-2742 | Education - Town | 2 | 1998-08-01 | Permanently Closed | 5000 | Heating Oil No.2 | Double Walled
WARWICK | HOURIHAN RESIDENTIAL PROPERTY | 45 APPLE TREE LN | UST-4093 | Private Residence | 1 | 1984-10-09 | Permanently Closed | 2000 | Heating Oil No.2
WARWICK | HOWARD JOHNSON'S RESTAURANT | 24 JEFFERSON BLVD | UST-3417 | Commercials | 1 | 1984-10-09 | Permanently Closed | 10000 | Heating Oil No.2
WARWICK | HOWARD JOHNSON'S RESTAURANT | 24 JEFFERSON BLVD | UST-3417 | Commercials | 2 | 1984-10-09 | Permanently Closed | 7600 | Heating Oil No.2
WARWICK | HUNTER'S GARAGE | 9 POST ROAD | UST-4868 | Other | 1 | null | Permanently Closed | 2000 | Heating Oil No.2
WARWICK | HUNTER'S GARAGE | 9 POST ROAD | UST-4868 | Other | 2 | null | Permanently Closed | 1500 | Gasoline
WARWICK | HUNTER'S GARAGE | 9 POST ROAD | UST-4868 | Other | 3 | null | Permanently Closed | 1500 | Gasoline
WARWICK | I M GANS LIQUORS | 380 WARWICK AVE | UST-4176 | Commercials | 1 | 1984-10-09 | Permanently Closed | 2000 | Heating Oil No.2
WARWICK | INDUSTRIAL PACKAGING | 675 WEST SHORE RD | UST-15787 | Commercials | 1 | 1984-10-09 | Permanently Closed | 1000 | Heating Oil No.2
WARWICK | INSKIP AUTO CENTER | 1515 BALD HILL RD | UST-2952 | Commercials | 1 | 1980-01-01 | Permanently Closed | 3000 | Diesel
WARWICK | INSKIP AUTO CENTER | 1515 BALD HILL RD | UST-2952 | Commercials | 2 | 1980-01-01 | Permanently Closed | 5000 | Gasoline
WARWICK | INSKIP AUTO CENTER | 1515 BALD HILL RD | UST-2952 | Commercials | 3 | 1980-01-01 | Permanently Closed | 1000 | Waste Oil
WARWICK | INSKIP AUTO CENTER | 1515 BALD HILL RD | UST-2952 | Commercials | 4 | 1980-01-01 | Permanently Closed | 1000 | Motor Oil
WARWICK | INSKIP AUTO CENTER | 1515 BALD HILL RD | UST-2952 | Commercials | 5 | 1980-01-01 | Permanently Closed | 10000 | Heating Oil No.2
WARWICK | J & H TRUCKING COMPANY, INC. | 37 CYPRESS ST | UST-1049 | Commercials | 1 | 1965-04-01 | Permanently Closed | 1000 | Diesel
WARWICK | J & H TRUCKING COMPANY, INC. | 37 CYPRESS ST | UST-1049 | Commercials | 2 | 1984-10-09 | Permanently Closed | 1000 | Gasoline
WARWICK | J & H TRUCKING COMPANY, INC. | 37 CYPRESS ST | UST-1049 | Commercials | 3 | 1984-10-09 | Permanently Closed | 1000 | Heating Oil No.2
WARWICK | J. ARTHUR TRUDEAU MEMORIAL CENTER | 3445 POST RD | UST-4971 | Commercials | 1 | null | Permanently Closed | 2000 | Heating Oil No.2 | Single Walled
WARWICK | J. GILMARTIN | 202 GREENWOOD AVE | UST-17281 | Other | 1 | 1984-10-09 | Permanently Closed | 2000 | Heating Oil No.2
WARWICK | JADE MANUFACTURING CO. INC. | 2313 POST RD | UST-4563 | Industrial | 1 | 1984-10-09 | Permanently Closed | 700 | Heating Oil No.2
WARWICK | JANCO - (FORMER VALLE'S STEAKHOUSE) | 1880 POST RD | UST-16666 | Commercials | 1 | 1984-10-09 | Permanently Closed | 10000 | Heating Oil No.2
WARWICK | JANCO CENTRAL INC. | 2625 WEST SHORE RD | UST-3414 | Commercials | 1 | 1984-10-09 | Permanently Closed | 1000 | Waste Oil
WARWICK | JANCO CENTRAL INC. | 2625 WEST SHORE RD | UST-3414 | Commercials | 2 | 1984-10-09 | Permanently Closed | 500 | Heating Oil No.2
WARWICK | JAY PRINTING COMPANY | WARWICK INDUSTRIAL DR | UST-1495 | Industrial | 1 | 1974-11-01 | Permanently Closed | 3000 | Hazardous Substance
WARWICK | JC PENNEY | 400 BALD HILL RD | UST-4414 | Commercials | 1 | 1984-10-09 | Permanently Closed | 500 | Heating Oil No.2
WARWICK | JIFFY LUBE, INTERNATIONAL, INC. #1228 | 886 BALD HILL RD | UST-3020 | Commercials | 1 | 1989-10-01 | Permanently Closed | 500 | Hazardous Substance | Double Walled
WARWICK | JOE'S TOWING INC. | 455 WARWICK AVE | UST-15394 | Gasoline Station | 1 | 1984-10-09 | Permanently Closed | 3000 | Gasoline
WARWICK | JOE'S TOWING INC. | 455 WARWICK AVE | UST-15394 | Gasoline Station | 2 | 1984-10-09 | Permanently Closed | 3000 | Gasoline
WARWICK | JOE'S TOWING INC. | 455 WARWICK AVE | UST-15394 | Gasoline Station | 3 | 1984-10-09 | Permanently Closed | 3000 | Gasoline
WARWICK | JOHN CONFREDA | 82 EVERGREEN ST | UST-1548 | Commercials | 1 | 1978-01-01 | Permanently Closed | 2000 | Heating Oil No.2
WARWICK | JOHN CONFREDA | 82 EVERGREEN ST | UST-1548 | Commercials | 2 | 1978-01-01 | Permanently Closed | 3000 | Gasoline
WARWICK | JOHN GREENE ELEMENTARY SCHOOL | 51 DRAPER AVE | UST-2741 | Education - Town | 1 | 1948-04-01 | Permanently Closed | 5000 | Heating Oil No.2
WARWICK | JOHN GREENE ELEMENTARY SCHOOL | 51 DRAPER AVE | UST-2741 | Education - Town | 2 | 1995-06-01 | In Use | 5000 | Heating Oil No.2 | Double Walled
WARWICK | JOHN PERRI & SONS, INC. | 100 OAKLAND BEACH AVE | UST-18851 | Commercials | 1 | 1984-10-09 | Permanently Closed | 500 | Gasoline
WARWICK | JOHN PERRI & SONS, INC. | 100 OAKLAND BEACH AVE | UST-18851 | Commercials | 2 | 1984-10-09 | Permanently Closed | 1000 | Diesel
WARWICK | JOHN VOLATILE | 339 CAPRON FARM RD | UST-16439 | Private Residence | 1 | 1984-10-09 | Permanently Closed | 275 | Heating Oil No.2
WARWICK | JOHNSON & WALES COLLEGE - CARLTON HOUSE | 2082 POST RD | UST-2417 | Education Private | 1 | 1984-10-09 | Permanently Closed | 10000 | Heating Oil No.2
WARWICK | JONI AUTO RENTALS, INC. | 2381 POST RD | UST-1853 | Commercials | 1 | 1981-09-01 | Permanently Closed | 20000 | Gasoline
WARWICK | JORDAN MARSH COMPANY | WARWICK MALL | UST-1820 | Commercials | 1 | 1970-05-01 | Permanently Closed | 250 | Waste Oil
WARWICK | JORDAN MARSH COMPANY | WARWICK MALL | UST-1820 | Commercials | 2 | 1970-05-01 | Permanently Closed | 10000 | Heating Oil No.2
WARWICK | K ELECTRIC, INC. | 2646 WARWICK AVE | UST-2531 | Commercials | 1 | 1970-06-01 | Permanently Closed | 500 | Heating Oil No.2
WARWICK | K ELECTRIC, INC. | 2646 WARWICK AVE | UST-2531 | Commercials | 2 | 1984-10-09 | Permanently Closed | 1000 | Heating Oil No.2
WARWICK | K-MART #4461 | 1075 CENTERVILLE RD | UST-1822 | Commercials | 1 | 1972-08-01 | Permanently Closed | 1000 | Waste Oil
WARWICK | K.U.G. REALTY CO., INC. | 30 ACORN AVE | UST-3861 | Commercials | 1 | 1984-10-09 | Permanently Closed | 10000 | Not Listed
WARWICK | KELLEY AND PICERNE PROPERTIES | 3657 POST RD | UST-4343 | Commercials | 1 | 1984-10-09 | Permanently Closed | 1000 | Heating Oil No.2
WARWICK | KELLEY AND PICERNE PROPERTY | 3649 POST RD | UST-4344 | Farm | 1 | 1984-10-09 | Permanently Closed | 1000 | Heating Oil No.2
WARWICK | KENNEY MANUFACTURING COMPANY | 1000 JEFFERSON BLVD | UST-2631 | Industrial | 1 | 1970-08-01 | Permanently Closed | 15000 | Heating Oil No.6
WARWICK | KENNEY MANUFACTURING COMPANY | 1000 JEFFERSON BLVD | UST-2631 | Industrial | 2 | 1979-08-01 | Permanently Closed | 25000 | Heating Oil No.6
WARWICK | KENNEY MANUFACTURING COMPANY | 1000 JEFFERSON BLVD | UST-2631 | Industrial | 3 | 1984-10-09 | Permanently Closed | 15000 | Heating Oil No.6
WARWICK | KENNEY MANUFACTURING COMPANY | 1000 JEFFERSON BLVD | UST-2631 | Industrial | 4 | 2005-04-15 | Permanently Closed | 25000 | Heating Oil No.6 | Double Walled
WARWICK | KENT COUNTY MEMORIAL HOSPITAL | 455 TOLL GATE RD | UST-1883 | Other | 1 | 1961-05-01 | Permanently Closed | 300 | Diesel
WARWICK | KENT COUNTY MEMORIAL HOSPITAL | 455 TOLL GATE RD | UST-1883 | Other | 2 | 1961-05-01 | Permanently Closed | 300 | Gasoline
WARWICK | KENT COUNTY MEMORIAL HOSPITAL | 455 TOLL GATE RD | UST-1883 | Other | 3 | 1973-05-01 | Permanently Closed | 500 | Diesel
WARWICK | KENT COUNTY MEMORIAL HOSPITAL | 455 TOLL GATE RD | UST-1883 | Other | 4 | 1974-05-01 | Permanently Closed | 1000 | Diesel
WARWICK | KENT COUNTY MEMORIAL HOSPITAL | 455 TOLL GATE RD | UST-1883 | Other | 5 | 1978-05-01 | Permanently Closed | 2000 | Gasoline
WARWICK | KENT COUNTY MEMORIAL HOSPITAL | 455 TOLL GATE RD | UST-1883 | Other | 6 | 1975-05-01 | Permanently Closed | 550 | Diesel
WARWICK | KENT COUNTY MEMORIAL HOSPITAL | 455 TOLL GATE RD | UST-1883 | Other | 7 | 1999-02-10 | Permanently Closed | 2500 | Diesel | Double Walled
WARWICK | KENT COUNTY MEMORIAL HOSPITAL | 455 TOLL GATE RD | UST-1883 | Other | 8 | 1999-05-17 | In Use | 1000 | Diesel | Double Walled | 2018-05-09
WARWICK | KOURY STEEL ERECTION, INC. | 80 GILBANE ST | UST-16699 | Commercials | 1 | 1984-10-09 | Permanently Closed | 4000 | Diesel
WARWICK | L. VAUGHN COMPANY | 555 JEFFERSON BLVD | UST-15069 | Industrial | 1 | 1984-10-09 | Permanently Closed | 500 | Gasoline
WARWICK | L. VAUGHN COMPANY | 555 JEFFERSON BLVD | UST-15069 | Industrial | 2 | 1984-10-09 | Permanently Closed | 1000 | Diesel
WARWICK | LAIDLAW TRANSIT | 108 POND RD | UST-18876 | Other | 1 | 1984-10-09 | Permanently Closed | 4000 | Diesel
WARWICK | LAKE SHORE DRIVE PUMPING STATION | LAKE SHORE DR | UST-3118 | City/Town Government | 1 | 1985-09-01 | Permanently Closed | 200 | Diesel | Double Walled
WARWICK | LAKEWOOD BAPTIST CHURCH | 255 ATLANTIC AVE | UST-4200 | Commercials | 1 | 1984-10-09 | Permanently Closed | 550 | Heating Oil No.2
WARWICK | LEO TIRE SALES, INC. | 1791 ELMWOOD AVE | UST-17125 | Commercials | 1 | 1984-10-09 | Permanently Closed | 2000 | Gasoline
WARWICK | LEO TIRE SALES, INC. | 1791 ELMWOOD AVE | UST-17125 | Commercials | 2 | 1984-10-09 | Permanently Closed | 2000 | Gasoline
WARWICK | LEO TIRE SALES, INC. | 1791 ELMWOOD AVE | UST-17125 | Commercials | 3 | 1984-10-09 | Permanently Closed | 3000 | Gasoline
WARWICK | LEO TIRE SALES, INC. | 1791 ELMWOOD AVE | UST-17125 | Commercials | 4 | 1984-10-09 | Permanently Closed | 4000 | Gasoline
WARWICK | LEONARD H. ARVIDSON | 4654 POST RD | UST-1333 | Gasoline Station | 1 | 1972-08-01 | Permanently Closed | 4000 | Gasoline
WARWICK | LEONARD H. ARVIDSON | 4654 POST RD | UST-1333 | Gasoline Station | 2 | 1972-08-01 | Permanently Closed | 3000 | Gasoline
WARWICK | LEONARD H. ARVIDSON | 4654 POST RD | UST-1333 | Gasoline Station | 3 | 1984-10-09 | Permanently Closed | 3000 | Gasoline
WARWICK | LEONARD H. ARVIDSON | 4654 POST RD | UST-1333 | Gasoline Station | 4 | 1984-10-09 | Permanently Closed | 2000 | Gasoline
WARWICK | LEONARD H. ARVIDSON | 4654 POST RD | UST-1333 | Gasoline Station | 5 | 1984-10-09 | Permanently Closed | 1000 | Heating Oil No.2
WARWICK | LEONARD H. ARVIDSON | 4654 POST RD | UST-1333 | Gasoline Station | 6 | 1984-10-09 | Permanently Closed | 500 | Waste Oil
WARWICK | LEONARD SHOLES | 2138 POST RD | UST-15600 | Private Residence | 1 | 1984-10-09 | Permanently Closed | 500 | Heating Oil No.2
WARWICK | LGC REALTY AND INVESTMENT | 129 CHESTNUT ST | UST-4733 | Commercials | 1 | 1984-10-09 | Permanently Closed | 4000 | Heating Oil No.2 | Single Walled
WARWICK | LIBUDA RESIDENCE | 466 GREEN BUSH RD | UST-18797 | Private Residence | 1 | 1984-10-09 | Permanently Closed | 2000 | Unknown
WARWICK | LINCOLN FACILITY (DEPOT) | JEFFERSON BLVD | UST-15196 | State Government | 1 | 1984-10-09 | Permanently Closed | 2000 | Gasoline
WARWICK | LINK COMMERICAL PROPERTY, LLC | 380 JEFFERSON BLVD | UST-16678 | Commercials | 1 | 1984-10-09 | Permanently Closed | 10000 | Heating Oil No.2
WARWICK | LINK COMMERICAL PROPERTY, LLC | 380 JEFFERSON BLVD | UST-16678 | Commercials | 2 | 1984-10-09 | Permanently Closed | 1000 | Heating Oil No.2
WARWICK | LINK COMMERICAL PROPERTY, LLC | 380 JEFFERSON BLVD | UST-16678 | Commercials | 3 | 1984-10-09 | Permanently Closed | 3000 | Heating Oil No.6
WARWICK | LINK COMMERICAL PROPERTY, LLC | 380 JEFFERSON BLVD | UST-16678 | Commercials | 4 | 1984-10-09 | Permanently Closed | 1500 | Heating Oil No.2
WARWICK | LIPPITT ELEMENTARY SCHOOL | 30 ALMY AVE | UST-2745 | Education - Town | 1 | 1948-04-01 | Permanently Closed | 5000 | Heating Oil No.2
WARWICK | LOUIS A. PETRARCA, JR. ET UX JANINE A. | 797 BALD HILL RD | UST-2755 | Private Residence | 1 | 1972-06-01 | Permanently Closed | 500 | Heating Oil No.2
WARWICK | LUIS MOLINA PROPERTY | 45 MONTEBELLO RD | UST-19196 | Commercials | 1 | 1984-10-09 | Permanently Closed | 1000 | Heating Oil No.2
WARWICK | LYNX FBO PROVIDENCE, LLC | 544 AIRPORT RD | UST-2874 | Commercials | 1 | 1988-11-01 | Permanently Closed | 20000 | JetA | Single Walled | 1988-11-01
WARWICK | LYNX FBO PROVIDENCE, LLC | 544 AIRPORT RD | UST-2874 | Commercials | 2 | 1988-11-01 | Permanently Closed | 20000 | JetA | Single Walled | 1988-11-01
WARWICK | LYNX FBO PROVIDENCE, LLC | 544 AIRPORT RD | UST-2874 | Commercials | 3 | 1988-11-01 | Permanently Closed | 12000 | JetA | Single Walled | 1988-11-01
WARWICK | LYNX FBO PROVIDENCE, LLC | 544 AIRPORT RD | UST-2874 | Commercials | 4 | 1988-11-01 | Permanently Closed | 500 | Waste Oil | Single Walled | 1988-11-01
WARWICK | LYNX FBO PROVIDENCE, LLC | 544 AIRPORT RD | UST-2874 | Commercials | 5 | 1988-11-01 | Permanently Closed | 500 | Waste Oil | Single Walled | 1988-11-01
WARWICK | LYNX FBO PROVIDENCE, LLC | 544 AIRPORT RD | UST-2874 | Commercials | 6 | 2020-09-16 | In Use | 30000 | JetA | Double Walled | 2020-10-06
WARWICK | LYNX FBO PROVIDENCE, LLC | 544 AIRPORT RD | UST-2874 | Commercials | 7 | 2020-09-16 | In Use | 30000 | JetA | Double Walled | 2020-10-06
WARWICK | M. ERICKSON & SON, INC. | 887 GREENWICH AVE | UST-394 | Gasoline Station | 1 | 1977-04-01 | Permanently Closed | 3000 | Gasoline
WARWICK | M. ERICKSON & SON, INC. | 887 GREENWICH AVE | UST-394 | Gasoline Station | 2 | 1979-04-01 | Permanently Closed | 1000 | Diesel
WARWICK | M. ERICKSON & SON, INC. | 887 GREENWICH AVE | UST-394 | Gasoline Station | 3 | 1983-04-01 | Permanently Closed | 1000 | Kerosene
WARWICK | MACK TRUCKS, INC. | 190 SERVICE AVE | UST-1862 | Commercials | 1 | 1971-08-01 | Permanently Closed | 7000 | Motor Oil
WARWICK | MACK TRUCKS, INC. | 190 SERVICE AVE | UST-1862 | Commercials | 2 | 1971-08-01 | Permanently Closed | 1000 | Waste Oil
WARWICK | MARCILLE PROPERTY | 601 WARWICK AVE | UST-18794 | Commercials | 1 | 1984-10-09 | Permanently Closed | 4000 | Gasoline
WARWICK | MARCILLE PROPERTY | 601 WARWICK AVE | UST-18794 | Commercials | 2 | 1984-10-09 | Permanently Closed | 275 | Unknown
WARWICK | MARKET PLACE CENTER | 989 CENTERVILLE RD | UST-16370 | Commercials | 1 | 1984-10-09 | Permanently Closed | 1000 | Gasoline
WARWICK | MARY JANE BYERS SINGLE FAMILY RESIDENCE | 43 BLACKSTONE AVE | UST-4327 | Private Residence | 1 | 1984-10-09 | Permanently Closed | 2000 | Heating Oil No.2
WARWICK | MATEC BUILDING (JOHNSON & WALES UNIV.) | 60 MONTEBELLO RD | UST-16913 | Commercials | 1 | 1984-10-09 | Permanently Closed | 500 | Heating Oil No.2
WARWICK | MAXI DRUG, INC. | 50 SERVICE AVE | UST-3309 | Other | 1 | 1977-03-01 | Permanently Closed | 2000 | Heating Oil No.2
WARWICK | MCCRUDDENN'S ATLANTIC SERIVCE INC. | 835 WEST SHORE RD | UST-956 | Gasoline Station | 1 | 1953-04-01 | Permanently Closed | 3000 | Gasoline
WARWICK | MCCRUDDENN'S ATLANTIC SERIVCE INC. | 835 WEST SHORE RD | UST-956 | Gasoline Station | 2 | 1953-04-01 | Permanently Closed | 3000 | Gasoline
WARWICK | MCCRUDDENN'S ATLANTIC SERIVCE INC. | 835 WEST SHORE RD | UST-956 | Gasoline Station | 3 | 1953-04-01 | Permanently Closed | 3000 | Gasoline
WARWICK | MCCRUDDENN'S ATLANTIC SERIVCE INC. | 835 WEST SHORE RD | UST-956 | Gasoline Station | 4 | 1953-04-01 | Permanently Closed | 500 | Heating Oil No.2
WARWICK | MCCRUDDENN'S ATLANTIC SERIVCE INC. | 835 WEST SHORE RD | UST-956 | Gasoline Station | 5 | 1953-04-01 | Permanently Closed | 500 | Other
WARWICK | MCINERNEY RESIDENCE | 33 GRAND AVE | UST-4844 | Private Residence | 1 | null | Permanently Closed | 1500 | Heating Oil No.2 | Single Walled
WARWICK | MCKEEVER IGA | 2756 POST RD | UST-3984 | Commercials | 1 | 1984-10-09 | Permanently Closed | 1000 | Heating Oil No.2
WARWICK | MCKENNA ASSOCIATES | 1265 POST RD | UST-16451 | Commercials | 1 | 1984-10-09 | Permanently Closed | 1000 | Gasoline
WARWICK | MCKENNA ASSOCIATES | 1265 POST RD | UST-16451 | Commercials | 2 | 1984-10-09 | Permanently Closed | 10000 | Heating Oil No.2
WARWICK | MCKENNA ASSOCIATES | 1265 POST RD | UST-16451 | Commercials | 3 | 1984-10-09 | Permanently Closed | 10000 | Heating Oil No.2
WARWICK | MEINEKE MUFFLER SHOP | 1138 POST RD | UST-18326 | Commercials | 1 | 1984-10-09 | Permanently Closed | 1000 | Heating Oil No.2
WARWICK | METLIFE | 600 QUAKER LN | UST-3181 | Commercials | 1 | 1970-03-01 | Permanently Closed | 750 | Heating Oil No.2 | Single Walled
WARWICK | METROPOLITAN LIFE INSURANCE COMPANY | 700 QUAKER LN | UST-3154 | Commercials | 1 | 1976-11-01 | Permanently Closed | 15000 | Heating Oil No.2
WARWICK | METROPOLITAN LIFE INSURANCE COMPANY | 700 QUAKER LN | UST-3154 | Commercials | 2 | 1992-09-01 | Permanently Closed | 2500 | Diesel | Double Walled
WARWICK | MICHAEL SATMARY (RESIDENTIAL) | 20 BEACON AVE | UST-18684 | Private Residence | 1 | 1984-10-09 | Permanently Closed | 2000 | Heating Oil No.2
WARWICK | MIDLAND AMBULANCE SERVICE, INC. | 222 LINCOLN AVE | UST-986 | Other | 1 | 1975-04-01 | Permanently Closed | 1000 | Gasoline
WARWICK | MIDLAND AMBULANCE SERVICE, INC. | 222 LINCOLN AVE | UST-986 | Other | 2 | 1984-10-09 | Permanently Closed | 500 | Heating Oil No.2
WARWICK | MIDLAND MANOR APARTMENTS | 875 MAIN AVE | UST-18975 | Commercials | 1 | 1984-10-09 | Permanently Closed | 2000 | Heating Oil No.2
WARWICK | MIDLAND MANOR APARTMENTS | 875 MAIN AVE | UST-18975 | Commercials | 2 | 1984-10-09 | Permanently Closed | 2000 | Heating Oil No.2
WARWICK | MIKL SALON | 4272 POST RD | UST-4425 | Commercials | 1 | 1984-10-09 | Permanently Closed | 1000 | Gasoline
WARWICK | MOBIL SERVICE STATION (GOVERNOR FRANCIS) | 1240 WARWICK AVE | UST-1508 | Gasoline Station | 1 | 1980-04-01 | Permanently Closed | 6000 | Gasoline
WARWICK | MOBIL SERVICE STATION (GOVERNOR FRANCIS) | 1240 WARWICK AVE | UST-1508 | Gasoline Station | 2 | 1980-04-01 | Permanently Closed | 8000 | Gasoline
WARWICK | MOBIL SERVICE STATION (GOVERNOR FRANCIS) | 1240 WARWICK AVE | UST-1508 | Gasoline Station | 3 | 1980-04-01 | Permanently Closed | 10000 | Gasoline
WARWICK | MOBIL SERVICE STATION (GOVERNOR FRANCIS) | 1240 WARWICK AVE | UST-1508 | Gasoline Station | 4 | 1965-04-01 | Permanently Closed | 500 | Waste Oil
WARWICK | MOBIL SERVICE STATION (GOVERNOR FRANCIS) | 1240 WARWICK AVE | UST-1508 | Gasoline Station | 5 | 1965-04-01 | Permanently Closed | 500 | Not Listed
WARWICK | MOBIL SERVICE STATION (GOVERNOR FRANCIS) | 1240 WARWICK AVE | UST-1508 | Gasoline Station | 6 | 1965-04-01 | Permanently Closed | 500 | Heating Oil No.2
WARWICK | MOBIL SERVICE STATION (GOVERNOR FRANCIS) | 1240 WARWICK AVE | UST-1508 | Gasoline Station | 7 | 1988-01-01 | Permanently Closed | 10000 | Gasoline | Single Walled
WARWICK | MOBIL SERVICE STATION (GOVERNOR FRANCIS) | 1240 WARWICK AVE | UST-1508 | Gasoline Station | 8 | 1988-01-01 | Permanently Closed | 10000 | Gasoline | Single Walled
WARWICK | MOBIL SERVICE STATION (GOVERNOR FRANCIS) | 1240 WARWICK AVE | UST-1508 | Gasoline Station | 9 | 1988-01-01 | Permanently Closed | 10000 | Gasoline | Single Walled
WARWICK | MOBIL SERVICE STATION (GOVERNOR FRANCIS) | 1240 WARWICK AVE | UST-1508 | Gasoline Station | 10 | 1988-01-01 | Permanently Closed | 10000 | Gasoline | Single Walled
WARWICK | MOBIL SERVICE STATION (GOVERNOR FRANCIS) | 1240 WARWICK AVE | UST-1508 | Gasoline Station | 11 | 1987-10-01 | Permanently Closed | 1000 | Waste Oil | Single Walled
WARWICK | MOBIL SERVICE STATION (GOVERNOR FRANCIS) | 1240 WARWICK AVE | UST-1508 | Gasoline Station | 12 | 1987-10-01 | Permanently Closed | 550 | Heating Oil No.2 | Single Walled
WARWICK | MODERN PLASTICS | 1300 JEFFERSON BLVD | UST-18315 | Industrial | 1 | 1984-10-09 | Permanently Closed | 1000 | Heating Oil No.2
WARWICK | MOWRY PROPERTY | 2956 POST RD | UST-19013 | Commercials | 1 | 1984-10-09 | Permanently Closed | 2000 | Heating Oil No.2
WARWICK | MULTI-FAMILY RESIDENCE | 29 ARNOLD AVE | UST-4627 | Multiple Residence | 1 | 1984-10-09 | Permanently Closed | 1500 | Heating Oil No.2
WARWICK | MY BREAD BAKING CO. | 1150 JEFFERSON BLVD | UST-1604 | Industrial | 1 | 1972-02-01 | Permanently Closed | 10000 | Gasoline
WARWICK | MY BREAD BAKING CO. | 1150 JEFFERSON BLVD | UST-1604 | Industrial | 2 | 1991-05-01 | Permanently Closed | 10000 | Gasoline | Double Walled
WARWICK | MY BREAD BAKING CO. | 1150 JEFFERSON BLVD | UST-1604 | Industrial | 3 | 1972-02-01 | Permanently Closed | 1000 | Waste Oil
WARWICK | MY BREAD BAKING CO. | 1150 JEFFERSON BLVD | UST-1604 | Industrial | 4 | 1987-06-01 | Permanently Closed | 1000 | Waste Oil | Double Walled
WARWICK | N.E. CLARKLIFT | 133 HALLENE RD | UST-2598 | Commercials | 1 | 1968-06-01 | Permanently Closed | 500 | Waste Oil
WARWICK | N.E. CLARKLIFT | 133 HALLENE RD | UST-2598 | Commercials | 2 | 1984-10-09 | Permanently Closed | 1000 | Gasoline
WARWICK | NAGE/IBPO | 15 MESSENGER DR | UST-3657 | Commercials | 1 | 1984-10-09 | Permanently Closed | 275 | Heating Oil No.2
WARWICK | NAGE/IBPO | 15 MESSENGER DR | UST-3657 | Commercials | 2 | 1984-10-09 | Permanently Closed | 275 | Heating Oil No.2
WARWICK | NARRAGANSETT VILLAGE CONDOMINIUMS | 400 NARRAGANSETT PKWY | UST-3123 | Commercials | 1 | 1986-12-01 | Permanently Closed | 550 | Diesel | Single Walled
WARWICK | NARRAGANSETT VILLAGE CONDOMINIUMS | 400 NARRAGANSETT PKWY | UST-3123 | Commercials | 2 | 1984-10-09 | Permanently Closed | 550 | Heating Oil No.2 | Double Walled
WARWICK | NARRAGANSETT VILLAGE CONDOMINIUMS | 400 NARRAGANSETT PKWY | UST-3123 | Commercials | 3 | 1984-10-09 | Permanently Closed | 550 | Heating Oil No.2 | Double Walled
WARWICK | NARRAGANSETT VILLAGE CONDOMINIUMS | 400 NARRAGANSETT PKWY | UST-3123 | Commercials | 4 | 1984-10-09 | Permanently Closed | 550 | Heating Oil No.2 | Double Walled
WARWICK | NARRAGANSETT VILLAGE CONDOMINIUMS | 400 NARRAGANSETT PKWY | UST-3123 | Commercials | 5 | 1984-10-09 | Permanently Closed | 550 | Heating Oil No.2 | Double Walled
WARWICK | NARRAGANSETT VILLAGE CONDOMINIUMS | 400 NARRAGANSETT PKWY | UST-3123 | Commercials | 6 | 1984-10-09 | Permanently Closed | 550 | Heating Oil No.2 | Double Walled
WARWICK | NARRAGANSETT VILLAGE CONDOMINIUMS | 400 NARRAGANSETT PKWY | UST-3123 | Commercials | 7 | 1984-10-09 | Permanently Closed | 550 | Heating Oil No.2 | Double Walled
WARWICK | NARRAGANSETT VILLAGE CONDOMINIUMS | 400 NARRAGANSETT PKWY | UST-3123 | Commercials | 8 | 1984-10-09 | Permanently Closed | 5000 | Heating Oil No.2 | Double Walled
WARWICK | NARRAGANSETT VILLAGE CONDOMINIUMS | 400 NARRAGANSETT PKWY | UST-3123 | Commercials | 9 | 1984-10-09 | Permanently Closed | 5000 | Heating Oil No.2 | Double Walled
WARWICK | NARRAGANSETT VILLAGE CONDOMINIUMS | 400 NARRAGANSETT PKWY | UST-3123 | Commercials | 10 | 1984-10-09 | Permanently Closed | 5000 | Heating Oil No.2 | Double Walled
WARWICK | NARRAGANSETT VILLAGE CONDOMINIUMS | 400 NARRAGANSETT PKWY | UST-3123 | Commercials | 11 | 1984-10-09 | Permanently Closed | 550 | Heating Oil No.2
WARWICK | NATALIZIA'S SERVICE | 3002 WEST SHORE RD | UST-435 | Gasoline Station | 1 | 1961-04-01 | Permanently Closed | 4000 | Gasoline
WARWICK | NATALIZIA'S SERVICE | 3002 WEST SHORE RD | UST-435 | Gasoline Station | 2 | 1986-09-01 | Permanently Closed | 8000 | Gasoline | Single Walled
WARWICK | NATALIZIA'S SERVICE | 3002 WEST SHORE RD | UST-435 | Gasoline Station | 3 | 1961-04-01 | Permanently Closed | 4000 | Gasoline
WARWICK | NATALIZIA'S SERVICE | 3002 WEST SHORE RD | UST-435 | Gasoline Station | 4 | 1986-09-01 | Permanently Closed | 8000 | Gasoline | Single Walled
WARWICK | NATALIZIA'S SERVICE | 3002 WEST SHORE RD | UST-435 | Gasoline Station | 5 | 1961-04-01 | Permanently Closed | 4000 | Gasoline
WARWICK | NATALIZIA'S SERVICE | 3002 WEST SHORE RD | UST-435 | Gasoline Station | 6 | 1986-09-01 | Permanently Closed | 4000 | Gasoline | Single Walled
WARWICK | NATALIZIA'S SERVICE | 3002 WEST SHORE RD | UST-435 | Gasoline Station | 7 | 1961-04-01 | Permanently Closed | 4000 | Gasoline
WARWICK | NATALIZIA'S SERVICE | 3002 WEST SHORE RD | UST-435 | Gasoline Station | 8 | 1961-04-01 | Permanently Closed | 500 | Waste Oil
WARWICK | NATALIZIA'S SERVICE | 3002 WEST SHORE RD | UST-435 | Gasoline Station | 9 | 1961-04-01 | Permanently Closed | 1000 | Heating Oil No.2
WARWICK | NATHANAEL GREENE MASONIC TEMPLE | 1660 WEST SHORE RD | UST-3858 | Commercials | 1 | 1984-10-09 | Permanently Closed | 1000 | Heating Oil No.2
WARWICK | NATICK OIL SITE (FORMERLY) | 561 PROVIDENCE ST | UST-19301 | Commercials | 1 | 1984-10-09 | Permanently Closed | 3000 | Gasoline
WARWICK | NATICK OIL SITE (FORMERLY) | 561 PROVIDENCE ST | UST-19301 | Commercials | 2 | 1984-10-09 | Permanently Closed | 3000 | Gasoline
WARWICK | NATIONAL CAR RENTAL | 2053 POST RD | UST-1893 | Commercials | 1 | 1985-05-01 | Permanently Closed | 10000 | Gasoline | Single Walled
WARWICK | NATIONAL CAR RENTAL | 2053 POST RD | UST-1893 | Commercials | 2 | 1985-05-01 | Permanently Closed | 500 | Waste Oil
WARWICK | NATIONAL CAR RENTAL | 2053 POST RD | UST-1893 | Commercials | 3 | 1983-12-01 | Permanently Closed | 4000 | Gasoline
WARWICK | NATIONAL FAX | 240 BALD HILL RD | UST-992 | Commercials | 1 | 1960-04-01 | Permanently Closed | 1900 | Gasoline
WARWICK | NATIONAL FAX | 240 BALD HILL RD | UST-992 | Commercials | 2 | 1960-04-01 | Permanently Closed | 5000 | Heating Oil No.2
WARWICK | NATIONAL VELOUR CORP. | 36 BELLAIR AVE | UST-18381 | Industrial | 1 | 1984-10-09 | Permanently Closed | 10000 | Heating Oil No.6
WARWICK | NEON MARKETPLACE 1149 | 1149 DIVISION ST | UST-17232 | Commercials | 1 | 1984-10-09 | Permanently Closed | 1000 | Heating Oil No.2
WARWICK | NEON MARKETPLACE 1149 | 1149 DIVISION ST | UST-17232 | Commercials | 2 | 2022-11-07 | In Use | 14000 | Gasoline | Double Walled | 2022-12-28
WARWICK | NEON MARKETPLACE 1149 | 1149 DIVISION ST | UST-17232 | Commercials | 3 | 2022-11-07 | In Use | 6000 | Gasoline | Double Walled | 2022-12-28
WARWICK | NEON MARKETPLACE 1149 | 1149 DIVISION ST | UST-17232 | Commercials | 4 | 2022-11-07 | In Use | 14000 | Gasoline | Double Walled | 2022-12-28
WARWICK | NEON MARKETPLACE 1149 | 1149 DIVISION ST | UST-17232 | Commercials | 5 | 2022-11-07 | In Use | 6000 | Diesel | Double Walled | 2022-12-28
WARWICK | NEON MARKETPLACE 1776 | 1776 POST RD | UST-1521 | Gasoline Station | 1 | 1968-04-01 | Permanently Closed | 500 | Heating Oil No.2
WARWICK | NEON MARKETPLACE 1776 | 1776 POST RD | UST-1521 | Gasoline Station | 2 | 1989-03-01 | Permanently Closed | 1000 | Heating Oil No.2 | Double Walled
WARWICK | NEON MARKETPLACE 1776 | 1776 POST RD | UST-1521 | Gasoline Station | 3 | 1980-04-01 | Permanently Closed | 550 | Waste Oil
WARWICK | NEON MARKETPLACE 1776 | 1776 POST RD | UST-1521 | Gasoline Station | 4 | 1989-03-01 | Permanently Closed | 1000 | Waste Oil | Double Walled
WARWICK | NEON MARKETPLACE 1776 | 1776 POST RD | UST-1521 | Gasoline Station | 5 | 1968-04-01 | Permanently Closed | 6000 | Gasoline
WARWICK | NEON MARKETPLACE 1776 | 1776 POST RD | UST-1521 | Gasoline Station | 6 | 1968-04-01 | Permanently Closed | 6000 | Gasoline
WARWICK | NEON MARKETPLACE 1776 | 1776 POST RD | UST-1521 | Gasoline Station | 7 | 1979-04-01 | Permanently Closed | 10000 | Gasoline
WARWICK | NEON MARKETPLACE 1776 | 1776 POST RD | UST-1521 | Gasoline Station | 8 | 1989-03-01 | Permanently Closed | 10000 | Gasoline | Double Walled
WARWICK | NEON MARKETPLACE 1776 | 1776 POST RD | UST-1521 | Gasoline Station | 9 | 1989-03-01 | Permanently Closed | 10000 | Gasoline | Double Walled
WARWICK | NEON MARKETPLACE 1776 | 1776 POST RD | UST-1521 | Gasoline Station | 10 | 1989-03-01 | Permanently Closed | 12000 | Gasoline | Double Walled
WARWICK | NEON MARKETPLACE 1776 | 1776 POST RD | UST-1521 | Gasoline Station | 11 | 2021-07-20 | In Use | 25000 | Gasoline | Double Walled | 2021-09-03
WARWICK | NEON MARKETPLACE 1776 | 1776 POST RD | UST-1521 | Gasoline Station | 12 | 2021-07-20 | In Use | 6000 | Gasoline | Double Walled | 2021-09-03
WARWICK | NEON MARKETPLACE 1776 | 1776 POST RD | UST-1521 | Gasoline Station | 13 | 2021-07-20 | In Use | 10000 | Diesel | Double Walled | 2021-09-03
WARWICK | NEW ENGLAND BASEMENT WATER PROOFING | 751 BALD HILL RD | UST-2753 | Industrial | 1 | 1978-06-01 | Permanently Closed | 3000 | Gasoline
WARWICK | NEW ENGLAND BASEMENT WATER PROOFING | 751 BALD HILL RD | UST-2753 | Industrial | 2 | 1984-10-09 | Permanently Closed | 3000 | Gasoline
WARWICK | NEW ENGLAND BASEMENT WATER PROOFING | 751 BALD HILL RD | UST-2753 | Industrial | 3 | 1984-10-09 | Permanently Closed | 4000 | Gasoline
WARWICK | NEW ENGLAND INDUSTRIES, INC. | 28 ALHAMBRA ST | UST-18390 | Industrial | 1 | 1984-10-09 | Permanently Closed | 500 | Heating Oil No.2
WARWICK | NEW ENGLAND INVESTMENT PROPERTIES, INC. | 775 BALD HILL RD | UST-4476 | Commercials | 1 | 1984-10-09 | Permanently Closed | 1000 | Heating Oil No.2
WARWICK | NEW ENGLAND ORTHOPEDICS | 220 TOLL GATE RD | UST-19062 | Commercials | 1 | 1984-10-09 | Permanently Closed | 1000 | Heating Oil No.2
WARWICK | NEWPRO | 2642 WARWICK AVE | UST-2534 | Commercials | 1 | 1977-06-01 | Permanently Closed | 1000 | Heating Oil No.2
WARWICK | NICK'S AUTOMOTIVE | 835 BALD HILL RD | UST-2890 | Gasoline Station | 1 | 1965-11-01 | Permanently Closed | 6250 | Gasoline
WARWICK | NICK'S AUTOMOTIVE | 835 BALD HILL RD | UST-2890 | Gasoline Station | 2 | 1978-11-01 | Permanently Closed | 4000 | Gasoline
WARWICK | NICK'S AUTOMOTIVE | 835 BALD HILL RD | UST-2890 | Gasoline Station | 3 | 1978-11-01 | Permanently Closed | 4000 | Gasoline
WARWICK | NICK'S AUTOMOTIVE | 835 BALD HILL RD | UST-2890 | Gasoline Station | 4 | 1978-11-01 | Permanently Closed | 500 | Waste Oil
WARWICK | NICK'S AUTOMOTIVE | 835 BALD HILL RD | UST-2890 | Gasoline Station | 5 | 1978-11-01 | Permanently Closed | 500 | Heating Oil No.2
WARWICK | NORTON'S SHIPYARD & MARINA, INC. | 1 DIVISION ST | UST-967 | Commercials | 1 | 1960-04-01 | Permanently Closed | 500 | Waste Oil
WARWICK | NORTON'S SHIPYARD & MARINA, INC. | 1 DIVISION ST | UST-967 | Commercials | 2 | 1960-04-01 | Permanently Closed | 5000 | Diesel
WARWICK | NORTON'S SHIPYARD & MARINA, INC. | 1 DIVISION ST | UST-967 | Commercials | 3 | 1960-04-01 | Permanently Closed | 5000 | Gasoline
WARWICK | NORTON'S SHIPYARD & MARINA, INC. | 1 DIVISION ST | UST-967 | Commercials | 4 | 1984-10-09 | Permanently Closed | 1000 | Heating Oil No.2
WARWICK | NORWOOD DEVELOPMENT BUILDING | 42 LADD ST | UST-3556 | Industrial | 1 | 1984-10-09 | Permanently Closed | 15000 | Heating Oil No.6
WARWICK | NORWOOD DEVELOPMENT BUILDING | 42 LADD ST | UST-3556 | Industrial | 2 | 1984-10-09 | Permanently Closed | 5000 | Heating Oil No.2
WARWICK | NORWOOD LIQUOR STORE | 1325 POST RD | UST-18340 | Commercials | 1 | 1984-10-09 | Permanently Closed | 4000 | Heating Oil No.2
WARWICK | NORWOOD SCREW MACHINE COMPANY | 385 JEFFERSON BLVD | UST-16052 | Industrial | 1 | 1963-05-01 | Permanently Closed | 1000 | Heating Oil No.2
WARWICK | O B TEST GROUP | 48 JEFFERSON BLVD | UST-15341 | Industrial | 1 | 1984-10-09 | Permanently Closed | 5000 | Heating Oil No.2
WARWICK | O B TEST GROUP | 48 JEFFERSON BLVD | UST-15341 | Industrial | 2 | 1984-10-09 | Permanently Closed | 275 | Heating Oil No.2
WARWICK | OAKLAND BEACH ELEMENTARY SCHOOL | 383 OAKLAND BEACH AVE | UST-2744 | Education - Town | 1 | 1946-04-01 | Permanently Closed | 5000 | Heating Oil No.2
WARWICK | OAKLAND BEACH ELEMENTARY SCHOOL | 383 OAKLAND BEACH AVE | UST-2744 | Education - Town | 2 | 1992-09-01 | Permanently Closed | 5000 | Heating Oil No.2
WARWICK | OAKLAND BEACH PUMPING STATION | SUBURBAN PKWY | UST-3006 | City/Town Government | 1 | 1979-03-01 | Permanently Closed | 750 | Diesel
WARWICK | OAKLAND REAL ESTATE APARTMENT COMPLEX | 20 OAKLAND BEACH AVE | UST-4687 | Commercials | 1 | 1984-10-09 | Permanently Closed | 2000 | Heating Oil No.2 | Single Walled
WARWICK | ONE ENERGY, INC. | 446 POST RD | UST-3351 | Gasoline Station | 1 | 1984-10-09 | Permanently Closed | 8000 | Gasoline
WARWICK | ONE ENERGY, INC. | 446 POST RD | UST-3351 | Gasoline Station | 2 | 1984-10-09 | Permanently Closed | 6000 | Gasoline
WARWICK | ONE ENERGY, INC. | 446 POST RD | UST-3351 | Gasoline Station | 3 | 1984-10-09 | Permanently Closed | 6000 | Gasoline
WARWICK | ONE ENERGY, INC. | 446 POST RD | UST-3351 | Gasoline Station | 4 | 1991-09-01 | Permanently Closed | 10000 | Gasoline | Double Walled
WARWICK | ONE ENERGY, INC. | 446 POST RD | UST-3351 | Gasoline Station | 5 | 1991-10-01 | Permanently Closed | 8000 | Gasoline | Double Walled
WARWICK | ONE ENERGY, INC. | 446 POST RD | UST-3351 | Gasoline Station | 6 | 1991-10-01 | Permanently Closed | 8000 | Diesel | Double Walled
WARWICK | ONE ENERGY, INC. | 446 POST RD | UST-3351 | Gasoline Station | 7 | 1984-10-09 | Permanently Closed | 500 | Heating Oil No.2
WARWICK | OUR LADY OF PROVIDENCE CENTER | 900 WARWICK NECK AVE | UST-2296 | Other | 1 | 1984-10-09 | Permanently Closed | 1000 | Gasoline
WARWICK | OUR LADY OF PROVIDENCE CENTER | 900 WARWICK NECK AVE | UST-2296 | Other | 2 | 1984-10-09 | Permanently Closed | 1000 | Heating Oil No.2
WARWICK | OUR LADY OF PROVIDENCE CENTER | 900 WARWICK NECK AVE | UST-2296 | Other | 3 | 1955-04-01 | Permanently Closed | 24500 | Heating Oil No.6
WARWICK | OUR LADY OF PROVIDENCE CENTER | 900 WARWICK NECK AVE | UST-2296 | Other | 4 | 1984-10-09 | Permanently Closed | 6000 | Heating Oil No.6
WARWICK | P.J. FOX PAPER COMPANY | 25 FROST AVE | UST-2273 | Commercials | 1 | 1973-05-01 | Permanently Closed | 1000 | Heating Oil No.2
WARWICK | PAGE HAULING, INC. | 86 KNIGHT ST | UST-18517 | Commercials | 1 | 1984-10-09 | Permanently Closed | 2000 | Gasoline
WARWICK | PAGE HAULING, INC. | 86 KNIGHT ST | UST-18517 | Commercials | 2 | 1984-10-09 | Permanently Closed | 1000 | Heating Oil No.2
WARWICK | PAUL BAILEY FORD INC. | 2700 POST RD | UST-1922 | Commercials | 1 | 1984-10-09 | Permanently Closed | 2000 | Heating Oil No.2
WARWICK | PAUL BAILEY FORD INC. | 2700 POST RD | UST-1922 | Commercials | 2 | 1984-10-09 | Permanently Closed | 500 | Waste Oil
WARWICK | PAUL BAILEY FORD INC. | 2700 POST RD | UST-1922 | Commercials | 3 | 1984-10-09 | Permanently Closed | 1000 | Motor Oil
WARWICK | PAUL BAILEY FORD INC. | 2700 POST RD | UST-1922 | Commercials | 4 | 1984-10-09 | Permanently Closed | 1000 | Waste Oil
WARWICK | PAUL BAILEY'S SERVICE CENTER | 1245 JEFFERSON BLVD | UST-3419 | Commercials | 1 | 1990-01-01 | Permanently Closed | 3000 | Waste Oil | Double Walled
WARWICK | PAUL BAILEYS SERVICE CENTER | 1199 JEFFERSON BLVD | UST-3147 | Commercials | 1 | 1984-10-09 | Permanently Closed | 550 | Waste Oil
WARWICK | PAUL DIMEO | 475 KILVERT ST | UST-18032 | Commercials | 1 | 1984-10-09 | Permanently Closed | 3000 | Heating Oil No.6
WARWICK | PAWTUCKET SAVINGS & TRUST | 35 VETERANS MEMORIAL DR | UST-222 | Commercials | 1 | 1972-03-01 | Permanently Closed | 1000 | Heating Oil No.2
WARWICK | PETER J. BARRETT FUNERAL HOME | 1328 WARWICK AVE | UST-18195 | Other | 1 | 1984-10-09 | Permanently Closed | 1000 | Heating Oil No.2
WARWICK | PETER POTS FLORIST | 2980 POST RD | UST-3890 | Commercials | 1 | 1984-10-09 | Permanently Closed | 1000 | Waste Oil
WARWICK | PETER POTS FLORIST | 2980 POST RD | UST-3890 | Commercials | 2 | 1984-10-09 | Permanently Closed | 3000 | Gasoline
WARWICK | PETER POTS FLORIST | 2980 POST RD | UST-3890 | Commercials | 3 | 1984-10-09 | Permanently Closed | 3000 | Gasoline
WARWICK | PETER POTS FLORIST | 2980 POST RD | UST-3890 | Commercials | 4 | 1984-10-09 | Permanently Closed | 4000 | Gasoline
WARWICK | PETER POTS FLORIST | 2980 POST RD | UST-3890 | Commercials | 5 | 1984-10-09 | Permanently Closed | 2000 | Gasoline
WARWICK | PETRO HOLDINGS,DBA DEBLOIS OIL | 141 KNIGHT ST | UST-2550 | Commercials | 1 | 1982-01-01 | Permanently Closed | 3000 | Diesel
WARWICK | PETRO HOLDINGS,DBA DEBLOIS OIL | 141 KNIGHT ST | UST-2550 | Commercials | 2 | 1982-01-01 | Permanently Closed | 3000 | Diesel
WARWICK | PETRO HOLDINGS,DBA DEBLOIS OIL | 141 KNIGHT ST | UST-2550 | Commercials | 3 | 1982-01-01 | Permanently Closed | 1000 | Diesel
WARWICK | PETRO HOLDINGS,DBA DEBLOIS OIL | 141 KNIGHT ST | UST-2550 | Commercials | 4 | 1991-06-01 | Permanently Closed | 6000 | Gasoline | Double Walled
WARWICK | PETRO HOLDINGS,DBA DEBLOIS OIL | 141 KNIGHT ST | UST-2550 | Commercials | 5 | 1991-06-01 | Permanently Closed | 6000 | Gasoline | Double Walled
WARWICK | PETRO HOLDINGS,DBA DEBLOIS OIL | 141 KNIGHT ST | UST-2550 | Commercials | 6 | 1991-06-01 | Permanently Closed | 6000 | Gasoline | Double Walled
WARWICK | PETRO HOLDINGS,DBA DEBLOIS OIL | 141 KNIGHT ST | UST-2550 | Commercials | 7 | 1987-06-01 | Permanently Closed | 1000 | Heating Oil No.2
WARWICK | PILGRIM HIGH SCHOOL | 111 PILGRIM PKWY | UST-2739 | Education - Town | 1 | 1960-04-01 | Permanently Closed | 10000 | Heating Oil No.6
WARWICK | PILGRIM HIGH SCHOOL | 111 PILGRIM PKWY | UST-2739 | Education - Town | 2 | 1960-04-01 | Permanently Closed | 10000 | Heating Oil No.6
WARWICK | PILGRIM HIGH SCHOOL | 111 PILGRIM PKWY | UST-2739 | Education - Town | 3 | 2003-09-11 | In Use | 10000 | Heating Oil No.2 | Double Walled
WARWICK | POMERANZ PROPERTY | 115 PENNSYLVANIA AVE | UST-3939 | Commercials | 1 | 1984-10-09 | Permanently Closed | 500 | Heating Oil No.2
WARWICK | PONAUG MARINA, INC. | 285 ARNOLD'S NECK DR | UST-2783 | Commercials | 1 | 1970-08-01 | Permanently Closed | 2000 | Gasoline
WARWICK | PONAUG MARINA, INC. | 285 ARNOLD'S NECK DR | UST-2783 | Commercials | 2 | 1999-05-03 | Temporarily Closed | 3000 | Gasoline | Double Walled
WARWICK | PONTIAC ENTERPRISES | 334 KNIGHT ST | UST-3523 | Industrial | 1 | 1946-07-01 | Permanently Closed | 50000 | Heating Oil No.4
WARWICK | PONTIAC ENTERPRISES | 334 KNIGHT ST | UST-3523 | Industrial | 2 | 1946-07-01 | Permanently Closed | 50000 | Heating Oil No.4
WARWICK | PONTIAC ENTERPRISES | 334 KNIGHT ST | UST-3523 | Industrial | 3 | 1984-10-09 | Permanently Closed | 5000 | Hazardous Substance
WARWICK | PONTIAC ENTERPRISES | 334 KNIGHT ST | UST-3523 | Industrial | 4 | 1984-10-09 | Permanently Closed | 2000 | Hazardous Substance
WARWICK | PONTIAC ENTERPRISES | 334 KNIGHT ST | UST-3523 | Industrial | 5 | 1984-10-09 | Permanently Closed | 1000 | Gasoline
WARWICK | PONTIAC ENTERPRISES | 334 KNIGHT ST | UST-3523 | Industrial | 6 | null | Permanently Closed | 10000 | Heating Oil No.4
WARWICK | PONTIAC ENTERPRISES | 334 KNIGHT ST | UST-3523 | Industrial | 7 | null | Permanently Closed | 10000 | Heating Oil No.4
WARWICK | PONTIAC FREE LIBRARY | 101 GREENWICH AVE | UST-16800 | Other | 1 | 1984-10-09 | Permanently Closed | 1000 | Heating Oil No.2
WARWICK | PONTIAC PUMPING STATION | KNIGHT ST | UST-3007 | City/Town Government | 1 | 1983-03-01 | Permanently Closed | 500 | Diesel
WARWICK | POST ROAD (IN FRONT OF ROADWAY | 1370 POST RD | UST-15596 | Other | 1 | 1984-10-09 | Permanently Closed | 2500 | Mixture
WARWICK | POST ROAD AND MUSIC LANE INTERSECTION | 3296 POST RD | UST-4720 | State Government | 1 | 1984-10-09 | Permanently Closed | 1000 | Gasoline
WARWICK | POST ROAD GETTY #68629 | 1307 POST RD | UST-449 | Gasoline Station | 1 | 1981-04-01 | Permanently Closed | 10000 | Gasoline | Single Walled
WARWICK | POST ROAD GETTY #68629 | 1307 POST RD | UST-449 | Gasoline Station | 2 | 1981-04-01 | Permanently Closed | 10000 | Gasoline | Single Walled
WARWICK | POST ROAD GETTY #68629 | 1307 POST RD | UST-449 | Gasoline Station | 3 | 1971-04-01 | Permanently Closed | 10000 | Gasoline | Single Walled
WARWICK | POST ROAD GETTY #68629 | 1307 POST RD | UST-449 | Gasoline Station | 4 | 1972-04-01 | Permanently Closed | 550 | Heating Oil No.2
WARWICK | POST ROAD GETTY #68629 | 1307 POST RD | UST-449 | Gasoline Station | 5 | 1972-04-01 | Permanently Closed | 550 | Waste Oil
WARWICK | POTOWOMUT SCHOOL | 225 POTOWOMUT RD | UST-17154 | Education - Town | 1 | 1984-10-09 | Permanently Closed | 2000 | Heating Oil No.2
WARWICK | POTTER GAS STATION (FORMERLY) | 1130 WARWICK AVE | UST-15505 | Gasoline Station | 1 | 1984-10-09 | Permanently Closed | 4000 | Gasoline
WARWICK | POTTER GAS STATION (FORMERLY) | 1130 WARWICK AVE | UST-15505 | Gasoline Station | 2 | 1984-10-09 | Permanently Closed | 4000 | Gasoline
WARWICK | POTTER GAS STATION (FORMERLY) | 1130 WARWICK AVE | UST-15505 | Gasoline Station | 3 | 1984-10-09 | Permanently Closed | 4000 | Gasoline
WARWICK | POTTER GAS STATION (FORMERLY) | 1130 WARWICK AVE | UST-15505 | Gasoline Station | 4 | 1984-10-09 | Permanently Closed | 4000 | Gasoline
WARWICK | PRIDE OFFSET COLOR | 685 WEST SHORE RD | UST-3153 | Commercials | 1 | 1987-11-01 | Permanently Closed | 1000 | Heating Oil No.2
WARWICK | PROVIDENCE BEVERAGE CO. | 1200 JEFFERSON BLVD | UST-1593 | Commercials | 1 | 1978-03-01 | Permanently Closed | 10000 | Gasoline
WARWICK | PROVIDENCE BEVERAGE CO. | 1200 JEFFERSON BLVD | UST-1593 | Commercials | 2 | 1984-03-01 | Permanently Closed | 10000 | Diesel
WARWICK | PSYCHOLOGICAL ASSOCIATES | 889 CENTERVILLE RD | UST-17392 | Other | 1 | 1984-10-09 | Permanently Closed | 2000 | Gasoline
WARWICK | PUMPING STATION (WARWICK AVE.) | WARWICK AVE | UST-3004 | City/Town Government | 1 | 1979-03-01 | Permanently Closed | 550 | Diesel
WARWICK | R.A. BOSS | 29 BLACKSTONE AVE | UST-16220 | Private Residence | 1 | 1984-10-09 | Permanently Closed | 1500 | Heating Oil No.2
WARWICK | R.T. WESTMORELAND | 77 FORGE RD | UST-1027 | Private Residence | 1 | 1960-04-01 | Permanently Closed | 500 | Gasoline
WARWICK | RALPH CALISE | 320 GILBERT STURAT RD | UST-18754 | Private Residence | 1 | 1984-10-09 | Permanently Closed | 2000 | Heating Oil No.2
WARWICK | REDWOOD LODGE MOTEL | 2282 POST RD | UST-18782 | Commercials | 1 | 1984-10-09 | Permanently Closed | 1000 | Unknown
WARWICK | REID TIRE CENTER | 1590 WARWICK AVE | UST-1954 | Commercials | 1 | 1984-08-01 | Permanently Closed | 1000 | Waste Oil
WARWICK | RENATO GARCIA | 43 LINCOLN AVE | UST-16906 | Other | 1 | 1984-10-09 | Permanently Closed | 1000 | Heating Oil No.2
WARWICK | RENATO GARCIA | 43 LINCOLN AVE | UST-16906 | Other | 2 | 1984-10-09 | Permanently Closed | 4000 | Heating Oil No.2
WARWICK | RENTAL PROPERTY | 1262 POST RD | UST-15554 | Commercials | 1 | 1984-10-09 | Permanently Closed | 1000 | Gasoline
WARWICK | RENTAL PROPERTY | 1262 POST RD | UST-15554 | Commercials | 2 | 1984-10-09 | Permanently Closed | 750 | Gasoline
WARWICK | RENTAL PROPERTY | 1262 POST RD | UST-15554 | Commercials | 3 | 1984-10-09 | Permanently Closed | 2000 | Gasoline
WARWICK | RENTAL PROPERTY | 1262 POST RD | UST-15554 | Commercials | 4 | 1984-10-09 | Permanently Closed | 2000 | Gasoline
WARWICK | RENTAL PROPERTY | 1262 POST RD | UST-15554 | Commercials | 5 | 1984-10-09 | Permanently Closed | 1000 | Gasoline
WARWICK | RENTAL PROPERTY | 1262 POST RD | UST-15554 | Commercials | 6 | 1984-10-09 | Permanently Closed | 1000 | Gasoline
WARWICK | RESIDENCE - 3155 POST ROAD | 3155 POST RD | UST-4718 | Private Residence | 1 | 1984-10-09 | Permanently Closed | 500 | Unknown
WARWICK | RESIDENTIAL PROPERTY | 336 GILBERT SULLIVAN DR | UST-4590 | Private Residence | 1 | 1984-10-09 | Permanently Closed | 2000 | Heating Oil No.2
WARWICK | RHODE ISLAND CENTRAL CREDIT UNION | 89 JEFFERSON BLVD | UST-15736 | Commercials | 1 | 1977-06-01 | Permanently Closed | 2000 | Heating Oil No.2
WARWICK | RI ARMY NAT'L GUARD - SHOP #3 | AIRPORT RD | UST-1464 | State Government | 1 | 1965-08-01 | Permanently Closed | 2400 | Heating Oil No.2
WARWICK | RI ARMY NAT'L GUARD - SHOP #3 | AIRPORT RD | UST-1464 | State Government | 2 | 1952-08-01 | Permanently Closed | 1000 | Heating Oil No.2
WARWICK | RI ARMY NAT'L GUARD - SHOP #3 | AIRPORT RD | UST-1464 | State Government | 3 | 1952-08-01 | Permanently Closed | 2500 | Heating Oil No.2
WARWICK | RI ARMY NAT'L GUARD - SHOP #3 | AIRPORT RD | UST-1464 | State Government | 4 | 1984-10-09 | Permanently Closed | 1000 | Waste Oil
WARWICK | RI ARMY NAT'L GUARD - SHOP #3 | AIRPORT RD | UST-1464 | State Government | 5 | 1952-08-01 | Permanently Closed | 5000 | Gasoline
WARWICK | RI ARMY NAT'L GUARD - SHOP #3 | AIRPORT RD | UST-1464 | State Government | 6 | 1983-08-01 | Permanently Closed | 5000 | Diesel
WARWICK | RI ARMY NAT'L GUARD - SHOP #3 | AIRPORT RD | UST-1464 | State Government | 7 | 1988-03-01 | Permanently Closed | 6000 | Heating Oil No.2 | Double Walled
WARWICK | RI DOT NATICK BRIDGE NO. 383 | 25 RIVER ST | UST-4549 | State Government | 1 | 1984-10-09 | Permanently Closed | 1000 | Heating Oil No.2
WARWICK | RI0015 | 2400 WEST SHORE RD | UST-3081 | Gasoline Station | 1 | 1989-08-01 | In Use | 8000 | Gasoline | Double Walled | 2005-03-16
WARWICK | RI0015 | 2400 WEST SHORE RD | UST-3081 | Gasoline Station | 2 | 1989-08-01 | In Use | 8000 | Gasoline | Double Walled | 2005-03-16
WARWICK | RI0015 | 2400 WEST SHORE RD | UST-3081 | Gasoline Station | 3 | 1989-08-01 | In Use | 8000 | Gasoline | Double Walled | 2005-03-16
WARWICK | RICK'S AUTO BODY, INC. | 62 POST RD | UST-943 | Gasoline Station | 1 | 1975-04-01 | Permanently Closed | 275 | Waste Oil
WARWICK | RIDEM GODDARD MEMORIAL STATE PARK | IVES RD | UST-1491 | State Government | 1 | 1984-10-09 | Permanently Closed | 3000 | Gasoline
WARWICK | RIDEM GODDARD MEMORIAL STATE PARK | IVES RD | UST-1491 | State Government | 2 | 1984-10-09 | Permanently Closed | 1000 | Heating Oil No.2
WARWICK | RJM REAL ESTATE TRUST | 65 LAKE SHORE DR | UST-3368 | Private Residence | 1 | 1960-09-01 | In Use | 1000 | Heating Oil No.2
WARWICK | ROBERT A. CIOE | 1 VALLEY BROOK DR | UST-18775 | Private Residence | 1 | 1977-06-01 | In Use | 2000 | Heating Oil No.2
WARWICK | ROBERT BAXTER ASSOCIATES, INC. | 200 JEFFERSON BLVD | UST-18380 | Other | 1 | 1984-10-09 | Permanently Closed | 1000 | Heating Oil No.2
WARWICK | ROBERT P ARRILLO | 60 TENTH AVE | UST-18482 | Private Residence | 1 | 1984-10-09 | Permanently Closed | 2000 | Heating Oil No.2
WARWICK | ROBERTSON SCHOOL | 70 NAUSAUCKET RD | UST-17115 | Education - Town | 1 | 1984-10-09 | Permanently Closed | 5000 | Heating Oil No.2
WARWICK | ROCKY POINT AMUSEMENT PARK | 1 ROCKY POINT AVE | UST-1765 | Commercials | 1 | 1980-02-01 | Permanently Closed | 1500 | Gasoline
WARWICK | ROCKY POINT AMUSEMENT PARK | 1 ROCKY POINT AVE | UST-1765 | Commercials | 2 | 1980-02-01 | Permanently Closed | 500 | Gasoline
WARWICK | ROCKY POINT AMUSEMENT PARK | 1 ROCKY POINT AVE | UST-1765 | Commercials | 3 | 1984-10-09 | Permanently Closed | 5000 | Heating Oil No.6
WARWICK | RONNIE'S OF WARWICK, INC. | 2711 POST RD | UST-1809 | Gasoline Station | 1 | 1936-04-01 | Permanently Closed | 3000 | Diesel
WARWICK | RONNIE'S OF WARWICK, INC. | 2711 POST RD | UST-1809 | Gasoline Station | 2 | 1936-04-01 | Permanently Closed | 3000 | Gasoline
WARWICK | RONNIE'S OF WARWICK, INC. | 2711 POST RD | UST-1809 | Gasoline Station | 3 | 1936-04-01 | Permanently Closed | 3000 | Gasoline
WARWICK | RONNIE'S OF WARWICK, INC. | 2711 POST RD | UST-1809 | Gasoline Station | 4 | 1936-04-01 | Permanently Closed | 550 | Waste Oil
WARWICK | RONNIE'S OF WARWICK, INC. | 2711 POST RD | UST-1809 | Gasoline Station | 5 | 1984-10-09 | Permanently Closed | 500 | Waste Oil
WARWICK | ROSSNER RESIDENCE (FORMER JOSEPH HANSAGI, M.D.) | 54 DEXTERDALE DR | UST-3659 | Private Residence | 1 | 1979-03-01 | Permanently Closed | 2000 | Heating Oil No.2
WARWICK | ROYAL CREST | 33 CEDAR POND DR | UST-16019 | Commercials | 1 | 1973-05-01 | Permanently Closed | 5000 | Heating Oil No.2
WARWICK | ROYAL CREST | 33 CEDAR POND DR | UST-16019 | Commercials | 2 | 1973-05-01 | Permanently Closed | 5000 | Heating Oil No.2
WARWICK | ROYAL CREST | 33 CEDAR POND DR | UST-16019 | Commercials | 3 | 1973-05-01 | Permanently Closed | 5000 | Heating Oil No.2
WARWICK | ROYAL CREST | 33 CEDAR POND DR | UST-16019 | Commercials | 4 | 1973-05-01 | Permanently Closed | 5000 | Heating Oil No.2
WARWICK | ROYAL CREST | 33 CEDAR POND DR | UST-16019 | Commercials | 5 | 1973-05-01 | Permanently Closed | 5000 | Heating Oil No.2
WARWICK | ROYAL CREST | 33 CEDAR POND DR | UST-16019 | Commercials | 6 | 1973-05-01 | Permanently Closed | 4000 | Heating Oil No.2
WARWICK | ROYAL CREST | 33 CEDAR POND DR | UST-16019 | Commercials | 7 | 1973-05-01 | Permanently Closed | 4000 | Heating Oil No.2
WARWICK | ROYAL CREST | 33 CEDAR POND DR | UST-16019 | Commercials | 8 | 1973-05-01 | Permanently Closed | 4000 | Heating Oil No.2
WARWICK | ROYAL CREST | 33 CEDAR POND DR | UST-16019 | Commercials | 9 | 1973-05-01 | Permanently Closed | 4000 | Heating Oil No.2
WARWICK | ROYAL CREST | 33 CEDAR POND DR | UST-16019 | Commercials | 10 | 1973-05-01 | Permanently Closed | 4000 | Heating Oil No.2
WARWICK | ROYAL MANOR NUSRING HOME | 159 DIVISION ST | UST-18520 | Commercials | 1 | 1984-10-09 | Permanently Closed | 10000 | Heating Oil No.2
WARWICK | ROYAL MANOR NUSRING HOME | 159 DIVISION ST | UST-18520 | Commercials | 2 | 1984-10-09 | Permanently Closed | 500 | Heating Oil No.2
WARWICK | RUDY FALLO AUTO BODY | 33 LOCUST | UST-15834 | Commercials | 1 | 1980-01-01 | Permanently Closed | 1000 | Diesel
WARWICK | RUSS GARRITY | 1585 WEST SHORE RD | UST-16509 | Private Residence | 1 | 1984-10-09 | Permanently Closed | 1000 | Heating Oil No.2
WARWICK | RWR REAL ESTATE INVESTMENT GROUP, LLC | 2905 POST RD | UST-2372 | Commercials | 1 | 1963-06-01 | Permanently Closed | 3000 | Heating Oil No.2 | Single Walled
WARWICK | RWR REAL ESTATE INVESTMENT GROUP, LLC | 2905 POST RD | UST-2372 | Commercials | 2 | 1963-06-01 | Permanently Closed | 3000 | Heating Oil No.2 | Single Walled
WARWICK | RYDER STUDENT TRANSPORTATION | GALLAWAY ST | UST-402 | Commercials | 1 | 1975-04-01 | Permanently Closed | 6000 | Gasoline
WARWICK | RYDER STUDENT TRANSPORTATION | GALLAWAY ST | UST-402 | Commercials | 2 | 1975-04-01 | Permanently Closed | 4000 | Diesel
WARWICK | RYDER STUDENT TRANSPORTATION | GALLAWAY ST | UST-402 | Commercials | 3 | 1975-04-01 | Permanently Closed | 4000 | Diesel
WARWICK | RYDER TRUCK RENTAL, INC. LC #0344 | 1 JEFFERSON BLVD | UST-1814 | Commercials | 1 | 1966-04-01 | Permanently Closed | 9500 | Diesel
WARWICK | RYDER TRUCK RENTAL, INC. LC #0344 | 1 JEFFERSON BLVD | UST-1814 | Commercials | 2 | 1990-01-01 | Permanently Closed | 10000 | Diesel | Double Walled
WARWICK | RYDER TRUCK RENTAL, INC. LC #0344 | 1 JEFFERSON BLVD | UST-1814 | Commercials | 3 | 1966-04-01 | Permanently Closed | 9500 | Gasoline
WARWICK | RYDER TRUCK RENTAL, INC. LC #0344 | 1 JEFFERSON BLVD | UST-1814 | Commercials | 4 | 1990-01-03 | Permanently Closed | 12000 | Diesel | Double Walled | 2012-05-31
WARWICK | RYDER TRUCK RENTAL, INC. LC #0344 | 1 JEFFERSON BLVD | UST-1814 | Commercials | 5 | 1974-04-01 | Permanently Closed | 6000 | Diesel
WARWICK | RYDER TRUCK RENTAL, INC. LC #0344 | 1 JEFFERSON BLVD | UST-1814 | Commercials | 6 | 1990-01-01 | Permanently Closed | 12000 | Diesel | Double Walled | 2012-05-31
WARWICK | RYDER TRUCK RENTAL, INC. LC #0344 | 1 JEFFERSON BLVD | UST-1814 | Commercials | 7 | 1974-04-01 | Permanently Closed | 6000 | Diesel
WARWICK | RYDER TRUCK RENTAL, INC. LC #0344 | 1 JEFFERSON BLVD | UST-1814 | Commercials | 8 | 1990-01-01 | Permanently Closed | 12000 | Diesel | Double Walled | 2012-05-31
WARWICK | RYDER TRUCK RENTAL, INC. LC #0344 | 1 JEFFERSON BLVD | UST-1814 | Commercials | 9 | 1974-04-01 | Permanently Closed | 6000 | Diesel
WARWICK | RYDER TRUCK RENTAL, INC. LC #0344 | 1 JEFFERSON BLVD | UST-1814 | Commercials | 10 | 1974-04-01 | Permanently Closed | 6000 | Diesel
WARWICK | RYDER TRUCK RENTAL, INC. LC #0344 | 1 JEFFERSON BLVD | UST-1814 | Commercials | 11 | 1966-04-01 | Permanently Closed | 1500 | Waste Oil
WARWICK | RYDER TRUCK RENTAL, INC. LC #0344 | 1 JEFFERSON BLVD | UST-1814 | Commercials | 12 | 1984-10-09 | Permanently Closed | 1000 | Heating Oil No.2
WARWICK | SAFE HARBOR GREENWICH BAY | 252 SECOND POINT RD | UST-649 | Commercials | 1 | 1975-04-01 | Permanently Closed | 2000 | Diesel
WARWICK | SAFE HARBOR GREENWICH BAY | 252 SECOND POINT RD | UST-649 | Commercials | 2 | 1983-04-01 | Permanently Closed | 6000 | Gasoline | Single Walled | 1998-06-08
WARWICK | SAINT CLEMENT CHURCH | 111 LONG ST | UST-2009 | Other | 1 | 1967-05-01 | Permanently Closed | 2000 | Heating Oil No.2
WARWICK | SAINT KEVIN'S CHURCH | 333 SANDY LN | UST-2008 | Other | 1 | 1966-05-01 | Permanently Closed | 7500 | Heating Oil No.2
WARWICK | SAINT MARY'S EPISCOPAL CHURCH | 358 WARWICK NECK AVE | UST-18300 | Other | 1 | 1984-10-09 | Permanently Closed | 1000 | Heating Oil No.2
WARWICK | SAINT TIMOTHY'S CONVENT | 65 LAKESHORE DR | UST-4740 | Other | 1 | 1984-10-09 | Permanently Closed | 1000 | Heating Oil No.2 | Single Walled
WARWICK | SAM'S FUEL AND AUTO | 4184 POST RD | UST-416 | Gasoline Station | 1 | 1965-04-01 | Permanently Closed | 3000 | Diesel
WARWICK | SAM'S FUEL AND AUTO | 4184 POST RD | UST-416 | Gasoline Station | 2 | 1965-04-01 | Permanently Closed | 3000 | Gasoline
WARWICK | SAM'S FUEL AND AUTO | 4184 POST RD | UST-416 | Gasoline Station | 3 | 1965-04-01 | Permanently Closed | 3000 | Gasoline
WARWICK | SAM'S FUEL AND AUTO | 4184 POST RD | UST-416 | Gasoline Station | 4 | 1972-04-01 | Permanently Closed | 4000 | Gasoline
WARWICK | SAM'S FUEL AND AUTO | 4184 POST RD | UST-416 | Gasoline Station | 5 | 1972-04-01 | Permanently Closed | 4000 | Gasoline
WARWICK | SAM'S FUEL AND AUTO | 4184 POST RD | UST-416 | Gasoline Station | 6 | 1984-10-09 | Permanently Closed | 500 | Waste Oil
WARWICK | SAM'S FUEL AND AUTO | 4184 POST RD | UST-416 | Gasoline Station | 7 | 1984-10-09 | Permanently Closed | 500 | Heating Oil No.2
WARWICK | SAM'S FUEL AND AUTO | 4184 POST RD | UST-416 | Gasoline Station | 8 | 1999-05-06 | In Use | 10000 | Gasoline | Double Walled | 1999-04-01
WARWICK | SAM'S FUEL AND AUTO | 4184 POST RD | UST-416 | Gasoline Station | 9 | 1999-05-06 | In Use | 6000 | Gasoline | Double Walled | 1999-04-01
WARWICK | SAM'S VALERO | 1625 POST RD | UST-762 | Gasoline Station | 1 | 1976-05-01 | Permanently Closed | 10000 | Gasoline
WARWICK | SAM'S VALERO | 1625 POST RD | UST-762 | Gasoline Station | 2 | 1976-05-01 | Permanently Closed | 10000 | Gasoline
WARWICK | SAM'S VALERO | 1625 POST RD | UST-762 | Gasoline Station | 3 | 1976-05-01 | Permanently Closed | 10000 | Gasoline
WARWICK | SAM'S VALERO | 1625 POST RD | UST-762 | Gasoline Station | 4 | 1984-10-09 | Permanently Closed | 1000 | Waste Oil
WARWICK | SAM'S VALERO | 1625 POST RD | UST-762 | Gasoline Station | 5 | 1997-06-30 | Permanently Closed | 12000 | Gasoline | Double Walled | 2018-06-26
WARWICK | SAM'S VALERO | 1625 POST RD | UST-762 | Gasoline Station | 6 | 1997-06-30 | Permanently Closed | 8000 | Gasoline | Double Walled | 2018-06-26
WARWICK | SAM'S VALERO | 1625 POST RD | UST-762 | Gasoline Station | 7 | 2024-08-30 | Install In Process | 10000 | Gasoline |  | 2025-05-19
WARWICK | SAM'S VALERO | 1625 POST RD | UST-762 | Gasoline Station | 8 | 2024-08-30 | Install In Process | 8000 | Gasoline |  | 2025-05-19
WARWICK | SARDELLI RESIDENCE | 653 LOVE LN | UST-15352 | Private Residence | 1 | 1984-10-09 | Permanently Closed | 1000 | Heating Oil No.2
WARWICK | SCHOOL DISTRICT #5 | 3445 POST RD | UST-2318 | State Government | 1 | 1967-04-01 | In Use | 2000 | Heating Oil No.2
WARWICK | SCOTT & LANZA | 10 MESSENGER DR | UST-15309 | Other | 1 | 1984-10-09 | Permanently Closed | 3000 | Gasoline
WARWICK | SCOTT & LANZA | 10 MESSENGER DR | UST-15309 | Other | 2 | 1984-10-09 | Permanently Closed | 10000 | Diesel
WARWICK | SCRUBADUB | 1390 BALD HILL RD | UST-18439 | Gasoline Station | 1 | 1999-02-05 | In Use | 8000 | Gasoline | Double Walled | 1999-02-05
WARWICK | SCRUBADUB | 1390 BALD HILL RD | UST-18439 | Gasoline Station | 2 | 1999-02-05 | In Use | 8000 | Gasoline | Double Walled | 1999-02-05
WARWICK | SCRUBADUB | 1390 BALD HILL RD | UST-18439 | Gasoline Station | 3 | 1999-02-05 | In Use | 10000 | Gasoline | Double Walled
WARWICK | SEARS ROEBUCK AND COMPANY | 650 BALD HILL RD | UST-2244 | Commercials | 1 | 1966-10-01 | Permanently Closed | 550 | Waste Oil
WARWICK | SEAVIEW COUNTRY CLUB | 150 GRAY ST | UST-18528 | Other | 1 | 1984-10-09 | Permanently Closed | 550 | Gasoline
WARWICK | SEAWARD 661 WEST SHORE ROAD REALTY, LLC | 661 WEST SHORE RD | UST-3074 | Commercials | 1 | 1984-10-09 | Tank Not Found | 500 | Heating Oil No.2
WARWICK | SEAWARD 661 WEST SHORE ROAD REALTY, LLC | 661 WEST SHORE RD | UST-3074 | Commercials | 2 | 1959-07-01 | Permanently Closed | 4000 | Gasoline
WARWICK | SEAWARD 661 WEST SHORE ROAD REALTY, LLC | 661 WEST SHORE RD | UST-3074 | Commercials | 3 | 1959-07-01 | Permanently Closed | 3000 | Gasoline
WARWICK | SEAWARD 661 WEST SHORE ROAD REALTY, LLC | 661 WEST SHORE RD | UST-3074 | Commercials | 4 | 1959-07-01 | Permanently Closed | 2000 | Gasoline
WARWICK | SEAWARD 661 WEST SHORE ROAD REALTY, LLC | 661 WEST SHORE RD | UST-3074 | Commercials | 5 | 1959-07-01 | Permanently Closed | 2000 | Gasoline
WARWICK | SEAWARD 661 WEST SHORE ROAD REALTY, LLC | 661 WEST SHORE RD | UST-3074 | Commercials | 6 | 1959-07-01 | Permanently Closed | 4000 | Gasoline
WARWICK | SECURITY CLEANSERS, INC. | 1060 TOLL GATE RD | UST-1759 | Commercials | 1 | 1961-04-01 | Permanently Closed | 1000 | Hazardous Substance
WARWICK | SECURITY CLEANSERS, INC. | 1060 TOLL GATE RD | UST-1759 | Commercials | 2 | 1961-04-01 | Permanently Closed | 1000 | Hazardous Substance
WARWICK | SECURITY CLEANSERS, INC. | 1060 TOLL GATE RD | UST-1759 | Commercials | 3 | 1961-04-01 | Permanently Closed | 1000 | Hazardous Substance
WARWICK | SECURITY CLEANSERS, INC. | 1060 TOLL GATE RD | UST-1759 | Commercials | 4 | 1961-04-01 | Permanently Closed | 1000 | Hazardous Substance
WARWICK | SECURITY CLEANSERS, INC. | 1060 TOLL GATE RD | UST-1759 | Commercials | 5 | 1971-04-01 | Permanently Closed | 3000 | Hazardous Substance
WARWICK | SECURITY CLEANSERS, INC. | 1060 TOLL GATE RD | UST-1759 | Commercials | 6 | 1971-04-01 | Permanently Closed | 3000 | Hazardous Substance
WARWICK | SECURITY CLEANSERS, INC. | 1060 TOLL GATE RD | UST-1759 | Commercials | 7 | 1971-04-01 | Permanently Closed | 12000 | Heating Oil No.6
WARWICK | SECURITY CLEANSERS, INC. | 1060 TOLL GATE RD | UST-1759 | Commercials | 8 | 1961-04-01 | Permanently Closed | 500 | Heating Oil No.2
WARWICK | SECURITY CLEANSERS, INC. | 1060 TOLL GATE RD | UST-1759 | Commercials | 9 | 1997-07-01 | Permanently Closed | 1500 | Hazardous Substance | Double Walled
WARWICK | SECURITY CLEANSERS, INC. | 1060 TOLL GATE RD | UST-1759 | Commercials | 10 | 1997-07-01 | Permanently Closed | 1500 | Hazardous Substance | Double Walled
WARWICK | SEENO MINI MART | 3344 WEST SHORE RD | UST-1261 | Gasoline Station | 1 | 1979-06-01 | Permanently Closed | 8000 | Gasoline | Single Walled
WARWICK | SEENO MINI MART | 3344 WEST SHORE RD | UST-1261 | Gasoline Station | 2 | 1979-06-01 | Permanently Closed | 6000 | Gasoline | Single Walled
WARWICK | SEENO MINI MART | 3344 WEST SHORE RD | UST-1261 | Gasoline Station | 3 | 1979-06-01 | Permanently Closed | 6000 | Gasoline | Single Walled
WARWICK | SEENO MINI MART | 3344 WEST SHORE RD | UST-1261 | Gasoline Station | 4 | 1979-06-01 | Permanently Closed | 550 | Heating Oil No.2
WARWICK | SEENO MINI MART | 3344 WEST SHORE RD | UST-1261 | Gasoline Station | 5 | 1979-06-01 | Permanently Closed | 560 | Waste Oil
WARWICK | SEENO MINI MART | 3344 WEST SHORE RD | UST-1261 | Gasoline Station | 6 | 2006-09-06 | In Use | 8000 | Gasoline | Double Walled
WARWICK | SEENO MINI MART | 3344 WEST SHORE RD | UST-1261 | Gasoline Station | 7 | 2006-09-06 | In Use | 12000 | Gasoline | Double Walled
WARWICK | SENIOR CENTER (WARWICK) | 3027 WEST SHORE RD | UST-1305 | City/Town Government | 1 | 1965-05-01 | In Use | 1000 | Heating Oil No.2
WARWICK | SENIOR CENTER (WARWICK) | 3027 WEST SHORE RD | UST-1305 | City/Town Government | 2 | 1975-05-01 | In Use | 1500 | Heating Oil No.2
WARWICK | SHALOM HOUSING, INC. | ONE SHALOM DR | UST-1075 | Commercials | 1 | 1980-04-01 | Permanently Closed | 550 | Diesel
WARWICK | SHALOM HOUSING, INC. | ONE SHALOM DR | UST-1075 | Commercials | 2 | 1980-04-01 | Permanently Closed | 10000 | Heating Oil No.2
WARWICK | SHAWOMET BAPTIST CHURCH | 1642 WEST SHORE RD | UST-19093 | Commercials | 1 | 1984-10-09 | Permanently Closed | 3500 | Heating Oil No.2
WARWICK | SHAWOMET BAPTIST CHURCH | 1642 WEST SHORE RD | UST-19093 | Commercials | 2 | 1984-10-09 | Permanently Closed | 1000 | Heating Oil No.2
WARWICK | SHELL - COLBEA #41 | 2027 POST RD | UST-903 | Gasoline Station | 1 | 1965-06-01 | Permanently Closed | 6000 | Gasoline
WARWICK | SHELL - COLBEA #41 | 2027 POST RD | UST-903 | Gasoline Station | 2 | 1965-06-01 | Permanently Closed | 5000 | Gasoline
WARWICK | SHELL - COLBEA #41 | 2027 POST RD | UST-903 | Gasoline Station | 3 | 1965-06-01 | Permanently Closed | 5000 | Gasoline
WARWICK | SHELL - COLBEA #41 | 2027 POST RD | UST-903 | Gasoline Station | 4 | 1965-06-01 | Permanently Closed | 6000 | Gasoline
WARWICK | SHELL - COLBEA #41 | 2027 POST RD | UST-903 | Gasoline Station | 5 | 1965-06-01 | Permanently Closed | 550 | Heating Oil No.2
WARWICK | SHELL - COLBEA #41 | 2027 POST RD | UST-903 | Gasoline Station | 6 | 1965-06-01 | Permanently Closed | 550 | Waste Oil
WARWICK | SHELL - COLBEA #41 | 2027 POST RD | UST-903 | Gasoline Station | 7 | 1971-04-01 | Permanently Closed | 8000 | Gasoline
WARWICK | SHELL - COLBEA #41 | 2027 POST RD | UST-903 | Gasoline Station | 8 | 1986-02-01 | Permanently Closed | 10000 | Gasoline | Single Walled
WARWICK | SHELL - COLBEA #41 | 2027 POST RD | UST-903 | Gasoline Station | 9 | 1971-04-01 | Permanently Closed | 8000 | Gasoline
WARWICK | SHELL - COLBEA #41 | 2027 POST RD | UST-903 | Gasoline Station | 10 | 1986-02-01 | Permanently Closed | 10000 | Gasoline | Single Walled
WARWICK | SHELL - COLBEA #41 | 2027 POST RD | UST-903 | Gasoline Station | 11 | 1971-04-01 | Permanently Closed | 8000 | Gasoline
WARWICK | SHELL - COLBEA #41 | 2027 POST RD | UST-903 | Gasoline Station | 12 | 1986-02-01 | Permanently Closed | 10000 | Diesel | Single Walled
WARWICK | SHELL - COLBEA #41 | 2027 POST RD | UST-903 | Gasoline Station | 13 | null | Permanently Closed | 500 | Heating Oil No.2
WARWICK | SHELL - COLBEA #41 | 2027 POST RD | UST-903 | Gasoline Station | 14 | 2019-05-31 | In Use | 15000 | Gasoline | Double Walled | 2019-06-17
WARWICK | SHELL - COLBEA #41 | 2027 POST RD | UST-903 | Gasoline Station | 15 | 2019-05-31 | In Use | 9000 | Gasoline | Double Walled | 2019-06-17
WARWICK | SHELL - COLBEA #41 | 2027 POST RD | UST-903 | Gasoline Station | 16 | 2019-05-31 | In Use | 6000 | Diesel | Double Walled | 2019-06-17
WARWICK | SHELL - COLBEA ENTERPRISES | 708 GREENWICH AVE | UST-433 | Gasoline Station | 1 | 1971-04-01 | Permanently Closed | 6020 | Gasoline
WARWICK | SHELL - COLBEA ENTERPRISES | 708 GREENWICH AVE | UST-433 | Gasoline Station | 2 | 1989-11-01 | Permanently Closed | 10000 | Gasoline | Single Walled | 2000-01-03
WARWICK | SHELL - COLBEA ENTERPRISES | 708 GREENWICH AVE | UST-433 | Gasoline Station | 3 | 1971-04-01 | Permanently Closed | 8050 | Gasoline
WARWICK | SHELL - COLBEA ENTERPRISES | 708 GREENWICH AVE | UST-433 | Gasoline Station | 4 | 1989-11-01 | Permanently Closed | 10000 | Gasoline | Single Walled | 2000-01-03
WARWICK | SHELL - COLBEA ENTERPRISES | 708 GREENWICH AVE | UST-433 | Gasoline Station | 5 | 1971-04-01 | Permanently Closed | 6020 | Gasoline
WARWICK | SHELL - COLBEA ENTERPRISES | 708 GREENWICH AVE | UST-433 | Gasoline Station | 6 | 1989-11-01 | Permanently Closed | 10000 | Gasoline | Single Walled | 2000-01-03
WARWICK | SHELL - COLBEA ENTERPRISES | 708 GREENWICH AVE | UST-433 | Gasoline Station | 7 | 1971-04-01 | Permanently Closed | 1000 | Heating Oil No.2
WARWICK | SHELL - COLBEA ENTERPRISES | 708 GREENWICH AVE | UST-433 | Gasoline Station | 8 | 1989-11-01 | Permanently Closed | 1000 | Heating Oil No.2
WARWICK | SHELL - COLBEA ENTERPRISES | 708 GREENWICH AVE | UST-433 | Gasoline Station | 9 | 1971-04-01 | Permanently Closed | 550 | Waste Oil
WARWICK | SHELL - COLBEA ENTERPRISES | 708 GREENWICH AVE | UST-433 | Gasoline Station | 10 | 1989-11-01 | Permanently Closed | 550 | Waste Oil
WARWICK | SHELL - COLBEA ENTERPRISES | 708 GREENWICH AVE | UST-433 | Gasoline Station | 11 | 1989-11-01 | Permanently Closed | 10000 | Diesel | Single Walled | 2000-01-03
WARWICK | SHELL - COLBEA ENTERPRISES | 708 GREENWICH AVE | UST-433 | Gasoline Station | 12 | 2017-08-29 | In Use | 20000 | Gasoline | Double Walled | 2017-09-18
WARWICK | SHELL - COLBEA ENTERPRISES | 708 GREENWICH AVE | UST-433 | Gasoline Station | 13 | 2017-08-29 | In Use | 12000 | Gasoline | Double Walled | 2017-09-18
WARWICK | SHELL - COLBEA ENTERPRISES | 708 GREENWICH AVE | UST-433 | Gasoline Station | 14 | 2017-08-29 | In Use | 8000 | Diesel | Double Walled | 2017-09-18
WARWICK | SHELL COLBEA #19 | 2055 WARWICK AVE | UST-4964 | Commercials | 1 | 2022-09-19 | In Use | 15000 | Gasoline | Double Walled | 2022-12-21
WARWICK | SHELL COLBEA #19 | 2055 WARWICK AVE | UST-4964 | Commercials | 2 | 2022-09-19 | In Use | 9000 | Gasoline | Double Walled | 2022-12-21
WARWICK | SHELL COLBEA #19 | 2055 WARWICK AVE | UST-4964 | Commercials | 3 | 2022-09-19 | In Use | 6000 | Diesel | Double Walled | 2022-12-21
WARWICK | SHELL COLBEA ENTERPRISES, LLC | 2128 ELMWOOD AVE | UST-819 | Gasoline Station | 1 | 1966-04-01 | Permanently Closed | 8000 | Gasoline
WARWICK | SHELL COLBEA ENTERPRISES, LLC | 2128 ELMWOOD AVE | UST-819 | Gasoline Station | 2 | 1966-04-01 | Permanently Closed | 10000 | Gasoline
WARWICK | SHELL COLBEA ENTERPRISES, LLC | 2128 ELMWOOD AVE | UST-819 | Gasoline Station | 3 | 1984-10-09 | Permanently Closed | 10000 | Gasoline
WARWICK | SHELL COLBEA ENTERPRISES, LLC | 2128 ELMWOOD AVE | UST-819 | Gasoline Station | 4 | 1989-07-01 | Permanently Closed | 12000 | Gasoline | Double Walled
WARWICK | SHELL COLBEA ENTERPRISES, LLC | 2128 ELMWOOD AVE | UST-819 | Gasoline Station | 5 | 1989-07-01 | Permanently Closed | 12000 | Gasoline | Double Walled
WARWICK | SHELL COLBEA ENTERPRISES, LLC | 2128 ELMWOOD AVE | UST-819 | Gasoline Station | 6 | 1989-07-01 | Permanently Closed | 12000 | Gasoline | Double Walled
WARWICK | SHELL COLBEA ENTERPRISES, LLC | 2128 ELMWOOD AVE | UST-819 | Gasoline Station | 7 | 2003-01-20 | Permanently Closed | 8000 | Diesel | Double Walled
WARWICK | SHELL COLBEA ENTERPRISES, LLC | 2128 ELMWOOD AVE | UST-819 | Gasoline Station | 8 | 2021-12-15 | In Use | 15000 | Gasoline |  | 2021-12-20
WARWICK | SHELL COLBEA ENTERPRISES, LLC | 2128 ELMWOOD AVE | UST-819 | Gasoline Station | 9 | 2021-12-15 | In Use | 9000 | Gasoline |  | 2021-12-20
WARWICK | SHELL COLBEA ENTERPRISES, LLC | 2128 ELMWOOD AVE | UST-819 | Gasoline Station | 10 | 2021-12-15 | In Use | 6000 | Diesel |  | 2021-12-20
WARWICK | SHELL OIL COMPANY | 32 TOLL GATE RD | UST-909 | Gasoline Station | 1 | 1983-04-01 | Permanently Closed | 4000 | Gasoline
WARWICK | SHELL OIL COMPANY | 32 TOLL GATE RD | UST-909 | Gasoline Station | 2 | 1963-04-01 | Permanently Closed | 4000 | Gasoline
WARWICK | SHELL OIL COMPANY | 32 TOLL GATE RD | UST-909 | Gasoline Station | 3 | 1963-04-01 | Permanently Closed | 4000 | Gasoline
WARWICK | SHELL OIL COMPANY | 32 TOLL GATE RD | UST-909 | Gasoline Station | 4 | 1972-04-01 | Permanently Closed | 6000 | Gasoline
WARWICK | SHELL OIL COMPANY | 32 TOLL GATE RD | UST-909 | Gasoline Station | 5 | 1963-04-01 | Permanently Closed | 550 | Heating Oil No.2
WARWICK | SHELL OIL COMPANY | 32 TOLL GATE RD | UST-909 | Gasoline Station | 6 | 1963-04-01 | Permanently Closed | 550 | Waste Oil
WARWICK | SHELL SERVICE STATION | 1190 QUAKER LN | UST-438 | Gasoline Station | 1 | 1984-04-01 | Permanently Closed | 10000 | Gasoline
WARWICK | SHELL SERVICE STATION | 1190 QUAKER LN | UST-438 | Gasoline Station | 2 | 1984-04-01 | Permanently Closed | 12000 | Gasoline
WARWICK | SHELL SERVICE STATION | 1190 QUAKER LN | UST-438 | Gasoline Station | 3 | 1984-04-01 | Permanently Closed | 8000 | Gasoline
WARWICK | SHELL SERVICE STATION | 1190 QUAKER LN | UST-438 | Gasoline Station | 4 | 1984-04-01 | Permanently Closed | 10000 | Diesel
WARWICK | SHELL SERVICE STATION | 1190 QUAKER LN | UST-438 | Gasoline Station | 5 | 1984-04-01 | Permanently Closed | 1000 | Heating Oil No.2
WARWICK | SHELL SERVICE STATION | 1190 QUAKER LN | UST-438 | Gasoline Station | 6 | 1984-04-01 | Permanently Closed | 500 | Waste Oil
WARWICK | SHELL SERVICE STATION | 1190 QUAKER LN | UST-438 | Gasoline Station | 7 | 1984-10-09 | Permanently Closed | 6000 | Waste Oil
WARWICK | SHELL SERVICE STATION | 1190 QUAKER LN | UST-438 | Gasoline Station | 8 | 2001-10-23 | In Use | 10000 | Diesel | Double Walled
WARWICK | SHELL SERVICE STATION | 1190 QUAKER LN | UST-438 | Gasoline Station | 9 | 2001-10-23 | In Use | 12000 | Gasoline | Double Walled
WARWICK | SHELL SERVICE STATION | 1190 QUAKER LN | UST-438 | Gasoline Station | 10 | 2001-10-23 | In Use | 20000 | Gasoline | Double Walled
WARWICK | SHERATON AIRPORT INN | 1850 POST RD | UST-1933 | Commercials | 1 | 1973-05-01 | Permanently Closed | 2000 | Diesel
WARWICK | SHERMAN ELEMENTARY SCHOOL | 120 KILLEY AVE | UST-2735 | Education - Town | 1 | 1953-04-01 | Permanently Closed | 5000 | Heating Oil No.2
WARWICK | SHOLES SKATING (FORMERLY) | 2100 POST RD | UST-18576 | Commercials | 1 | 1984-10-09 | Permanently Closed | 5000 | Heating Oil No.2
WARWICK | SHOLES SKATING (FORMERLY) | 2100 POST RD | UST-18576 | Commercials | 2 | 1984-10-09 | Permanently Closed | 1000 | Heating Oil No.2
WARWICK | SINGLE FAMILY RESIDENCE | 365 COUNTRY VIEW DR | UST-4354 | Private Residence | 1 | 1984-10-09 | Permanently Closed | 2000 | Heating Oil No.2
WARWICK | SINGLE FAMILY RESIDENCE | 200 ATLANTIC AVE | UST-4441 | Private Residence | 1 | 1984-10-09 | Permanently Closed | 2000 | Heating Oil No.2
WARWICK | SOMMERVILLE LUMBER | WEST NATICK RD | UST-15480 | Commercials | 1 | 1984-10-09 | Permanently Closed | 3000 | Heating Oil No.2
WARWICK | SPARROWS POINT III | 355 HARDING RD | UST-3364 | Commercials | 1 | 1983-03-01 | Permanently Closed | 500 | Diesel
WARWICK | SPEEDWAY #2816 | 61 AIRPORT RD | UST-1840 | Gasoline Station | 1 | 1984-05-01 | Permanently Closed | 10000 | Diesel | Single Walled
WARWICK | SPEEDWAY #2816 | 61 AIRPORT RD | UST-1840 | Gasoline Station | 2 | 1984-05-01 | Permanently Closed | 10000 | Gasoline | Single Walled
WARWICK | SPEEDWAY #2816 | 61 AIRPORT RD | UST-1840 | Gasoline Station | 3 | 1969-05-01 | Permanently Closed | 5000 | Gasoline
WARWICK | SPEEDWAY #2816 | 61 AIRPORT RD | UST-1840 | Gasoline Station | 4 | 1988-03-01 | Permanently Closed | 10000 | Gasoline | Double Walled
WARWICK | SPEEDWAY #2816 | 61 AIRPORT RD | UST-1840 | Gasoline Station | 5 | 1969-05-01 | Permanently Closed | 5000 | Gasoline
WARWICK | SPEEDWAY #2816 | 61 AIRPORT RD | UST-1840 | Gasoline Station | 6 | 1988-03-01 | Permanently Closed | 10000 | Gasoline | Double Walled
WARWICK | SPEEDWAY #2816 | 61 AIRPORT RD | UST-1840 | Gasoline Station | 7 | 1969-05-01 | Permanently Closed | 5000 | Gasoline
WARWICK | SPEEDWAY #2816 | 61 AIRPORT RD | UST-1840 | Gasoline Station | 8 | 1969-05-01 | Permanently Closed | 5000 | Gasoline
WARWICK | SPEEDWAY #2816 | 61 AIRPORT RD | UST-1840 | Gasoline Station | 9 | 1984-10-09 | Permanently Closed | 550 | Heating Oil No.2
WARWICK | SPEEDWAY #2816 | 61 AIRPORT RD | UST-1840 | Gasoline Station | 10 | 2013-03-26 | In Use | 20000 | Gasoline | Double Walled
WARWICK | SPEEDWAY #2816 | 61 AIRPORT RD | UST-1840 | Gasoline Station | 11 | 2013-03-26 | In Use | 12000 | Diesel | Double Walled
WARWICK | SPEEDWAY #2816 | 61 AIRPORT RD | UST-1840 | Gasoline Station | 12 | 2013-03-26 | In Use | 8000 | Gasoline | Double Walled
WARWICK | SPEEDWAY #2834 | 1112 POST RD | UST-873 | Gasoline Station | 1 | 1977-08-01 | Permanently Closed | 8000 | Gasoline
WARWICK | SPEEDWAY #2834 | 1112 POST RD | UST-873 | Gasoline Station | 2 | 1977-08-01 | Permanently Closed | 8000 | Gasoline
WARWICK | SPEEDWAY #2834 | 1112 POST RD | UST-873 | Gasoline Station | 3 | 1977-08-01 | Permanently Closed | 8000 | Kerosene
WARWICK | SPEEDWAY #2834 | 1112 POST RD | UST-873 | Gasoline Station | 4 | 1977-08-01 | Permanently Closed | 8000 | Gasoline
WARWICK | SPEEDWAY #2834 | 1112 POST RD | UST-873 | Gasoline Station | 5 | 1984-10-09 | Permanently Closed | 500 | Heating Oil No.2
WARWICK | SPEEDWAY #2834 | 1112 POST RD | UST-873 | Gasoline Station | 6 | 1984-10-09 | Permanently Closed | 500 | Motor Oil
WARWICK | SPEEDWAY #2834 | 1112 POST RD | UST-873 | Gasoline Station | 7 | 1984-10-09 | Permanently Closed | 500 | Heating Oil No.2
WARWICK | SPEEDWAY #2834 | 1112 POST RD | UST-873 | Gasoline Station | 8 | 1977-08-01 | Permanently Closed | 550 | Mixture
WARWICK | SPEEDWAY #2834 | 1112 POST RD | UST-873 | Gasoline Station | 9 | 1996-07-01 | In Use | 10000 | Gasoline | Double Walled | 1996-07-01
WARWICK | SPEEDWAY #2834 | 1112 POST RD | UST-873 | Gasoline Station | 10 | 1996-07-01 | In Use | 10000 | Gasoline | Double Walled | 1996-07-01
WARWICK | SPEEDWAY #2834 | 1112 POST RD | UST-873 | Gasoline Station | 11 | 1996-07-01 | In Use | 10000 | Gasoline | Double Walled | 1996-07-01
WARWICK | SPEEDWAY #2834 | 1112 POST RD | UST-873 | Gasoline Station | 12 | 1996-07-01 | In Use | 10000 | Kerosene | Double Walled | 1996-07-01
WARWICK | SPEEDWAY #2834 | 1112 POST RD | UST-873 | Gasoline Station | 13 | 1996-07-01 | In Use | 10000 | Diesel | Double Walled | 1996-07-01
WARWICK | SPEEDWAY #2834 | 1112 POST RD | UST-873 | Gasoline Station | 14 | 1996-07-01 | Permanently Closed | 600 | Mixture | Double Walled
WARWICK | SPRING GREEN CORP/WEST SHORE AUTO | 1550 WARWICK AVE | UST-16446 | Commercials | 1 | 1984-10-09 | Permanently Closed | 1000 | Heating Oil No.2
WARWICK | SPRING GREEN SCHOOL | 33 SHIPPEN ST | UST-15848 | Education - Town | 1 | 1984-10-09 | Permanently Closed | 1000 | Heating Oil No.2
WARWICK | SPRING GREEN SHOPPING PLAZA | 1117 WARWICK AVE | UST-16427 | Commercials | 1 | 1984-10-09 | Permanently Closed | 500 | Heating Oil No.2
WARWICK | SPRING GREEN SHOPPING PLAZA | 1117 WARWICK AVE | UST-16427 | Commercials | 2 | 1984-10-09 | Permanently Closed | 500 | Heating Oil No.2
WARWICK | SPRING GREEN SHOPPING PLAZA | 1117 WARWICK AVE | UST-16427 | Commercials | 3 | 1984-10-09 | Permanently Closed | 500 | Heating Oil No.2
WARWICK | SRECKO POGACAR, MD | 4474 POST RD | UST-3869 | Commercials | 1 | 1984-10-09 | Permanently Closed | 500 | Heating Oil No.2
WARWICK | ST BARNABAS EPISCOPAL CHURCH | 3257 POST RD | UST-4719 | Other | 1 | 1984-10-09 | Permanently Closed | 1000 | Unknown
WARWICK | ST BARNABAS EPISCOPAL CHURCH | 3257 POST RD | UST-4719 | Other | 2 | 1984-10-09 | Permanently Closed | 1000 | Unknown
WARWICK | ST. CATHERINE'S ROMAN CATHOLIC CHURCH | 3252 POST RD | UST-18057 | Other | 1 | 1984-10-09 | Permanently Closed | 2000 | Heating Oil No.2
WARWICK | ST. FRANCIS CHURCH | 596 JEFFERSON BLVD | UST-16823 | Other | 1 | 1984-10-09 | Permanently Closed | 6000 | Heating Oil No.2
WARWICK | ST. GREGORY THE GREAT CHURCH | 360 COWESETT RD | UST-2073 | Other | 1 | 1984-10-09 | Permanently Closed | 5000 | Heating Oil No.2
WARWICK | ST. PAUL LUTHERAN CHURCH | 389 GREENWICH AVE | UST-2305 | Other | 1 | 1984-10-09 | Permanently Closed | 2000 | Heating Oil No.2
WARWICK | ST. ROSE OF LIMA SCHOOL | MAIN AVE | UST-2072 | Other | 1 | 1984-10-09 | In Use | 1000 | Heating Oil No.2
WARWICK | ST. ROSE OF LIMA SCHOOL | MAIN AVE | UST-2072 | Other | 2 | 1984-10-09 | Permanently Closed | 6000 | Heating Oil No.2
WARWICK | ST. TIMOTHY CHURCH CORP. | 1799 WARWICK AVE | UST-3369 | Other | 1 | 1984-10-09 | Permanently Closed | 10000 | Heating Oil No.2
WARWICK | ST. TIMOTHY SCHOOL | 101 LAKE SHORE DR | UST-3378 | Education Private | 1 | 1960-09-01 | Permanently Closed | 3000 | Heating Oil No.2
WARWICK | STEPHEN SVEHLIK COMMERCIAL PROPERTY | 108 WEST SHORE RD | UST-4123 | Commercials | 1 | 1984-10-09 | Permanently Closed | 1000 | Heating Oil No.2
WARWICK | STONEBROOK CONDOMINIUMS | 72 WEST SHORE RD | UST-3493 | Commercials | 1 | 1964-01-01 | Permanently Closed | 2000 | Heating Oil No.2
WARWICK | STOP AND SHOP #726 | 521 SANDY LN | UST-439 | Gasoline Station | 1 | 1966-04-01 | Permanently Closed | 5000 | Gasoline
WARWICK | STOP AND SHOP #726 | 521 SANDY LN | UST-439 | Gasoline Station | 2 | 1966-04-01 | Permanently Closed | 5000 | Gasoline
WARWICK | STOP AND SHOP #726 | 521 SANDY LN | UST-439 | Gasoline Station | 3 | 1966-04-01 | Permanently Closed | 5000 | Gasoline
WARWICK | STOP AND SHOP #726 | 521 SANDY LN | UST-439 | Gasoline Station | 4 | 1966-04-01 | Permanently Closed | 5000 | Gasoline
WARWICK | STOP AND SHOP #726 | 521 SANDY LN | UST-439 | Gasoline Station | 5 | 1966-04-01 | Permanently Closed | 5000 | Gasoline
WARWICK | STOP AND SHOP #726 | 521 SANDY LN | UST-439 | Gasoline Station | 6 | 1966-04-01 | Permanently Closed | 550 | Waste Oil
WARWICK | STOP AND SHOP #726 | 521 SANDY LN | UST-439 | Gasoline Station | 7 | 1966-04-01 | Permanently Closed | 500 | Heating Oil No.2
WARWICK | STOP AND SHOP #726 | 521 SANDY LN | UST-439 | Gasoline Station | 8 | 2011-09-16 | In Use | 30000 | Gasoline | Double Walled
WARWICK | STOP AND SHOP #726 | 521 SANDY LN | UST-439 | Gasoline Station | 9 | 2011-09-16 | In Use | 10000 | Gasoline | Double Walled
WARWICK | STOP AND SHOP FUELING FACILITY #709 | 300 QUAKER LN | UST-4444 | Gasoline Station | 1 | 2011-10-04 | In Use | 30000 | Gasoline | Double Walled
WARWICK | STOP AND SHOP FUELING FACILITY #709 | 300 QUAKER LN | UST-4444 | Gasoline Station | 2 | 2011-10-04 | In Use | 10000 | Gasoline | Double Walled
WARWICK | SUNOCO #0006-0574 | 1630 POST RD | UST-628 | Gasoline Station | 1 | 1970-11-01 | Permanently Closed | 6000 | Gasoline
WARWICK | SUNOCO #0006-0574 | 1630 POST RD | UST-628 | Gasoline Station | 2 | 1970-11-01 | Permanently Closed | 6000 | Gasoline
WARWICK | SUNOCO #0006-0574 | 1630 POST RD | UST-628 | Gasoline Station | 3 | 1970-11-01 | Permanently Closed | 6000 | Gasoline
WARWICK | SUNOCO #0006-0574 | 1630 POST RD | UST-628 | Gasoline Station | 4 | 1970-11-01 | Permanently Closed | 6000 | Diesel
WARWICK | SUNOCO #0006-0574 | 1630 POST RD | UST-628 | Gasoline Station | 5 | 1967-11-01 | Permanently Closed | 1000 | Heating Oil No.2
WARWICK | SUNOCO #0006-0574 | 1630 POST RD | UST-628 | Gasoline Station | 6 | 1967-11-01 | Permanently Closed | 1000 | Waste Oil
WARWICK | SUNOCO #0006-0574 | 1630 POST RD | UST-628 | Gasoline Station | 7 | 1984-10-09 | Permanently Closed | 2000 | Motor Oil
WARWICK | SUNOCO #0006-0574 | 1630 POST RD | UST-628 | Gasoline Station | 8 | 1984-10-09 | Permanently Closed | 2000 | Motor Oil
WARWICK | SUNOCO - HAWK'S ENTERPRISES | 2290 WARWICK AVE | UST-629 | Gasoline Station | 1 | 1961-04-01 | Permanently Closed | 4000 | Gasoline
WARWICK | SUNOCO - HAWK'S ENTERPRISES | 2290 WARWICK AVE | UST-629 | Gasoline Station | 2 | 1961-04-01 | Permanently Closed | 4000 | Gasoline
WARWICK | SUNOCO - HAWK'S ENTERPRISES | 2290 WARWICK AVE | UST-629 | Gasoline Station | 3 | 1961-04-01 | Permanently Closed | 4000 | Gasoline
WARWICK | SUNOCO - HAWK'S ENTERPRISES | 2290 WARWICK AVE | UST-629 | Gasoline Station | 4 | 1961-04-01 | Permanently Closed | 4000 | Gasoline
WARWICK | SUNOCO - HAWK'S ENTERPRISES | 2290 WARWICK AVE | UST-629 | Gasoline Station | 5 | 1974-04-01 | Permanently Closed | 550 | Waste Oil
WARWICK | SUNOCO - HAWK'S ENTERPRISES | 2290 WARWICK AVE | UST-629 | Gasoline Station | 6 | 1974-04-01 | Permanently Closed | 550 | Heating Oil No.2
WARWICK | SUNOCO - HAWK'S ENTERPRISES | 2290 WARWICK AVE | UST-629 | Gasoline Station | 7 | 1995-12-01 | Permanently Closed | 10000 | Gasoline | Double Walled
WARWICK | SUNOCO - HAWK'S ENTERPRISES | 2290 WARWICK AVE | UST-629 | Gasoline Station | 8 | 1995-12-01 | Permanently Closed | 10000 | Gasoline | Double Walled
WARWICK | SUNOCO - HAWK'S ENTERPRISES | 2290 WARWICK AVE | UST-629 | Gasoline Station | 9 | 1995-12-01 | Permanently Closed | 10000 | Gasoline | Double Walled
WARWICK | SUNOCO MART | 1710 WEST SHORE RD | UST-2881 | Gasoline Station | 1 | 1984-10-09 | Permanently Closed | 5000 | Gasoline | Single Walled
WARWICK | SUNOCO MART | 1710 WEST SHORE RD | UST-2881 | Gasoline Station | 2 | 1984-10-09 | Permanently Closed | 5000 | Gasoline | Single Walled
WARWICK | SUNOCO MART | 1710 WEST SHORE RD | UST-2881 | Gasoline Station | 3 | 1995-01-01 | Permanently Closed | 6000 | Gasoline | Double Walled
WARWICK | SUNOCO MART | 1710 WEST SHORE RD | UST-2881 | Gasoline Station | 4 | 1984-10-09 | Permanently Closed | 6000 | Gasoline
WARWICK | SUNOCO MART | 1710 WEST SHORE RD | UST-2881 | Gasoline Station | 5 | 1984-10-09 | Permanently Closed | 500 | Waste Oil
WARWICK | SUNOCO MART | 1710 WEST SHORE RD | UST-2881 | Gasoline Station | 6 | 1984-10-09 | Permanently Closed | 1000 | Gasoline
WARWICK | SUNOCO MART | 1710 WEST SHORE RD | UST-2881 | Gasoline Station | 7 | 2016-10-03 | In Use | 8000 | Gasoline | Double Walled | 2016-10-05
WARWICK | SUNOCO MART | 1710 WEST SHORE RD | UST-2881 | Gasoline Station | 8 | 2016-10-03 | In Use | 4000 | Gasoline | Double Walled | 2016-10-05
WARWICK | SUNOCO MART | 1710 WEST SHORE RD | UST-2881 | Gasoline Station | 9 | 2016-10-03 | In Use | 8000 | Gasoline | Double Walled | 2016-10-05
WARWICK | SUNOCO MART | 1710 WEST SHORE RD | UST-2881 | Gasoline Station | 10 | 2016-10-03 | In Use | 4000 | Diesel | Double Walled | 2016-10-05
WARWICK | SUNTEX SUNOCO SERVICE | 692 GREENWICH AVE | UST-3327 | Gasoline Station | 1 | 1984-10-09 | Permanently Closed | 6280 | Gasoline
WARWICK | SUNTEX SUNOCO SERVICE | 692 GREENWICH AVE | UST-3327 | Gasoline Station | 2 | 1984-10-09 | Permanently Closed | 6280 | Gasoline
WARWICK | SUNTEX SUNOCO SERVICE | 692 GREENWICH AVE | UST-3327 | Gasoline Station | 3 | 1984-10-09 | Permanently Closed | 6280 | Gasoline
WARWICK | SUNTEX SUNOCO SERVICE | 692 GREENWICH AVE | UST-3327 | Gasoline Station | 4 | 1984-10-09 | Permanently Closed | 500 | Waste Oil
WARWICK | SUNTEX SUNOCO SERVICE | 692 GREENWICH AVE | UST-3327 | Gasoline Station | 5 | 1984-10-09 | Permanently Closed | 500 | Heating Oil No.2
WARWICK | SUPREME DAIRY FARMS CO., INC. | 111 KILVERT ST | UST-3546 | Industrial | 1 | 1967-02-01 | Permanently Closed | 5000 | Heating Oil No.4
WARWICK | T. F. GREEN AIRPORT | 2000 POST RD | UST-226 | State Government | 1 | 1940-03-01 | Permanently Closed | 3000 | Heating Oil No.4
WARWICK | T. F. GREEN AIRPORT | 2000 POST RD | UST-226 | State Government | 2 | 1984-10-09 | Permanently Closed | 550 | Heating Oil No.2
WARWICK | T. F. GREEN AIRPORT | 2000 POST RD | UST-226 | State Government | 3 | 1940-03-01 | Permanently Closed | 10000 | Heating Oil No.4
WARWICK | T. F. GREEN AIRPORT | 2000 POST RD | UST-226 | State Government | 4 | 1940-03-01 | Permanently Closed | 1100 | Other
WARWICK | T. F. GREEN AIRPORT | 2000 POST RD | UST-226 | State Government | 5 | 1950-03-01 | Permanently Closed | 1500 | Heating Oil No.2
WARWICK | T. F. GREEN AIRPORT | 2000 POST RD | UST-226 | State Government | 6 | 1970-03-01 | Permanently Closed | 275 | Diesel
WARWICK | T. F. GREEN AIRPORT | 2000 POST RD | UST-226 | State Government | 7 | 1960-03-01 | Permanently Closed | 3000 | Diesel
WARWICK | T. F. GREEN AIRPORT | 2000 POST RD | UST-226 | State Government | 8 | 1984-10-09 | Permanently Closed | 1000 | Other
WARWICK | T. F. GREEN AIRPORT | 2000 POST RD | UST-226 | State Government | 9 | 1984-10-09 | Permanently Closed | 1000 | Other
WARWICK | T. F. GREEN AIRPORT | 2000 POST RD | UST-226 | State Government | 10 | 1984-10-09 | Permanently Closed | 5000 | Gasoline
WARWICK | T. F. GREEN AIRPORT | 2000 POST RD | UST-226 | State Government | 11 | 1977-03-01 | Permanently Closed | 5000 | Diesel
WARWICK | T. F. GREEN AIRPORT | 2000 POST RD | UST-226 | State Government | 12 | 1984-10-09 | Permanently Closed | 1000 | Diesel
WARWICK | T. F. GREEN AIRPORT | 2000 POST RD | UST-226 | State Government | 13 | 1984-10-09 | Permanently Closed | 1000 | Diesel
WARWICK | T. F. GREEN AIRPORT | 2000 POST RD | UST-226 | State Government | 14 | 1980-03-01 | Permanently Closed | 1000 | Hazardous Substance
WARWICK | T. F. GREEN AIRPORT | 2000 POST RD | UST-226 | State Government | 15 | 1987-07-01 | Permanently Closed | 1000 | Kerosene | Double Walled
WARWICK | T. F. GREEN AIRPORT | 2000 POST RD | UST-226 | State Government | 16 | 1984-10-09 | Permanently Closed | 25000 | Diesel
WARWICK | T. F. GREEN AIRPORT | 2000 POST RD | UST-226 | State Government | 17 | 1984-10-09 | Permanently Closed | 25000 | Diesel
WARWICK | T. F. GREEN AIRPORT | 2000 POST RD | UST-226 | State Government | 18 | 1996-05-01 | Permanently Closed | 6000 | Diesel | Double Walled
WARWICK | T. F. GREEN AIRPORT | 2000 POST RD | UST-226 | State Government | 19 | 1984-10-09 | Permanently Closed | 275 | Waste Oil
WARWICK | T.F. GREEN AIRPORT - RI AIRPORT CORP. | AIRPORT RD | UST-1284 | State Government | 1 | 1975-05-01 | Permanently Closed | 5000 | Diesel
WARWICK | T.F. GREEN AIRPORT - RI AIRPORT CORP. | AIRPORT RD | UST-1284 | State Government | 2 | 1980-05-01 | Permanently Closed | 5000 | Gasoline
WARWICK | T.F. GREEN AIRPORT - RI AIRPORT CORP. | AIRPORT RD | UST-1284 | State Government | 3 | 1970-05-01 | Permanently Closed | 1000 | Diesel
WARWICK | T.F. GREEN AIRPORT - RI AIRPORT CORP. | AIRPORT RD | UST-1284 | State Government | 4 | 1970-05-01 | Permanently Closed | 1000 | Diesel
WARWICK | T.H. BAYLIS COMPANY | 61 GLENHAM AVE | UST-1896 | Industrial | 1 | 1980-05-01 | Permanently Closed | 10000 | Diesel
WARWICK | T.H. BAYLIS COMPANY | 61 GLENHAM AVE | UST-1896 | Industrial | 2 | 1980-05-01 | Permanently Closed | 10000 | Hazardous Substance
WARWICK | T.H. BAYLIS COMPANY | 61 GLENHAM AVE | UST-1896 | Industrial | 3 | 1980-05-01 | Permanently Closed | 10000 | Hazardous Substance
WARWICK | T.H. BAYLIS COMPANY | 61 GLENHAM AVE | UST-1896 | Industrial | 4 | 1980-05-01 | Permanently Closed | 10000 | Hazardous Substance
WARWICK | T.H. BAYLIS COMPANY | 61 GLENHAM AVE | UST-1896 | Industrial | 5 | 1984-10-09 | Permanently Closed | 1500 | Diesel
WARWICK | T.H. BAYLIS COMPANY | 61 GLENHAM AVE | UST-1896 | Industrial | 6 | 1984-10-09 | Permanently Closed | 1000 | Diesel
WARWICK | TEXACO SERVICE STATION | 1669 WARWICK AVE | UST-442 | Gasoline Station | 1 | 1981-04-01 | Permanently Closed | 10000 | Gasoline
WARWICK | TEXACO SERVICE STATION | 1669 WARWICK AVE | UST-442 | Gasoline Station | 2 | 1981-04-01 | Permanently Closed | 10000 | Gasoline
WARWICK | TEXACO SERVICE STATION | 1669 WARWICK AVE | UST-442 | Gasoline Station | 3 | 1981-04-01 | Permanently Closed | 10000 | Gasoline
WARWICK | TEXACO SERVICE STATION | 1669 WARWICK AVE | UST-442 | Gasoline Station | 4 | 1988-06-01 | Permanently Closed | 1000 | Heating Oil No.2
WARWICK | TEXACO SERVICE STATION | 1669 WARWICK AVE | UST-442 | Gasoline Station | 5 | 1984-10-09 | Permanently Closed | 550 | Heating Oil No.2
WARWICK | TEXACO SERVICE STATION | 1669 WARWICK AVE | UST-442 | Gasoline Station | 6 | 1981-04-01 | Permanently Closed | 550 | Waste Oil
WARWICK | TEXTRON INC. | 566 AIRPORT RD | UST-685 | Commercials | 1 | 1981-04-01 | Permanently Closed | 20000 | JetA | Single Walled
WARWICK | TEXTRON INC. | 566 AIRPORT RD | UST-685 | Commercials | 2 | 1982-06-01 | Permanently Closed | 550 | Waste Oil | Double Walled
WARWICK | TEXTRON INC. | 566 AIRPORT RD | UST-685 | Commercials | 3 | 1984-10-09 | Permanently Closed | 550 | Kerosene
WARWICK | TEXTRON INC. | 566 AIRPORT RD | UST-685 | Commercials | 4 | 1984-10-09 | Permanently Closed | 550 | Kerosene
WARWICK | TEXTRON INC. | 566 AIRPORT RD | UST-685 | Commercials | 5 | 2017-10-12 | In Use | 20000 | JetA | Double Walled | 2017-10-19
WARWICK | TEXTRON INC. | 570 AIRPORT RD | UST-19231 | Commercials | 1 | 1986-01-01 | In Use | 800 | Other
WARWICK | TEXTRON, INC. | 550 AIRPORT RD | UST-231 | Other | 1 | 1982-03-01 | Permanently Closed | 20000 | Kerosene | Double Walled
WARWICK | TEXTRON, INC. | 550 AIRPORT RD | UST-231 | Other | 2 | 1981-09-01 | Permanently Closed | 550 | Waste Oil | Double Walled
WARWICK | TF GREEN FUEL FARM | T.F. GREEN STATE AIRPORT | UST-230 | State Government | 1 | 1975-03-01 | Permanently Closed | 30000 | Kerosene
WARWICK | TF GREEN FUEL FARM | T.F. GREEN STATE AIRPORT | UST-230 | State Government | 2 | 1975-03-01 | Permanently Closed | 20000 | Kerosene
WARWICK | TF GREEN FUEL FARM | T.F. GREEN STATE AIRPORT | UST-230 | State Government | 3 | 1975-03-01 | Permanently Closed | 20000 | Kerosene
WARWICK | TF GREEN FUEL FARM | T.F. GREEN STATE AIRPORT | UST-230 | State Government | 4 | 1975-03-01 | Permanently Closed | 10000 | Kerosene
WARWICK | TF GREEN FUEL FARM | T.F. GREEN STATE AIRPORT | UST-230 | State Government | 5 | 1975-03-01 | Permanently Closed | 10000 | Kerosene
WARWICK | TF GREEN FUEL FARM | T.F. GREEN STATE AIRPORT | UST-230 | State Government | 6 | 1975-03-01 | Permanently Closed | 10000 | Kerosene
WARWICK | TF GREEN FUEL FARM | T.F. GREEN STATE AIRPORT | UST-230 | State Government | 7 | 1975-03-01 | Permanently Closed | 10000 | Kerosene
WARWICK | TF GREEN FUEL FARM | T.F. GREEN STATE AIRPORT | UST-230 | State Government | 8 | 1975-03-01 | Permanently Closed | 6000 | Gasoline
WARWICK | TF GREEN FUEL FARM | T.F. GREEN STATE AIRPORT | UST-230 | State Government | 9 | 1975-03-01 | Permanently Closed | 500 | Waste Oil
WARWICK | THOMAS ALTIERI | 36 GILBERT STUART DR | UST-4090 | Private Residence | 1 | 1984-10-09 | Permanently Closed | 2000 | Heating Oil No.2
WARWICK | THOMAS DIMEO | 625 LOVE LN | UST-2344 | Private Residence | 1 | 1978-04-01 | Permanently Closed | 5000 | Heating Oil No.2 | Single Walled
WARWICK | THRIFTY CAR RENTAL | 2329 POST RD | UST-1074 | Commercials | 1 | 1968-04-01 | Permanently Closed | 10000 | Gasoline
WARWICK | THRIFTY CAR RENTAL | 2329 POST RD | UST-1074 | Commercials | 2 | 1968-04-01 | Permanently Closed | 1000 | Waste Oil
WARWICK | THRIFTY CAR RENTAL | 2389 POST RD | UST-18543 | Commercials | 1 | 1984-10-09 | Permanently Closed | 20000 | Gasoline
WARWICK | TOLL GATE VISION, LTD | 1120 TOLL GATE RD | UST-2578 | Commercials | 1 | 1984-10-09 | In Use | 1000 | Heating Oil No.2
WARWICK | TORBOT MFG. | 1185 JEFFERSON BLVD | UST-18890 | Commercials | 1 | 1984-10-09 | Permanently Closed | 1000 | Unknown
WARWICK | TRUK-AWAY OF RHODE ISLAND | 65 O''KEEFE LN | UST-338 | Commercials | 1 | 1980-03-01 | Permanently Closed | 15000 | Diesel
WARWICK | TRUK-AWAY OF RHODE ISLAND | 65 O''KEEFE LN | UST-338 | Commercials | 2 | 1980-03-01 | Permanently Closed | 10000 | Diesel
WARWICK | TRUK-AWAY OF RHODE ISLAND | 65 O''KEEFE LN | UST-338 | Commercials | 3 | 1980-03-01 | Permanently Closed | 10000 | Gasoline
WARWICK | TRUK-AWAY OF RHODE ISLAND | 65 O''KEEFE LN | UST-338 | Commercials | 4 | 1980-03-01 | Permanently Closed | 2000 | Waste Oil
WARWICK | TRUK-AWAY OF RHODE ISLAND | 65 O''KEEFE LN | UST-338 | Commercials | 5 | 1980-03-01 | Permanently Closed | 2000 | Motor Oil
WARWICK | TRUK-AWAY OF RHODE ISLAND | 65 O''KEEFE LN | UST-338 | Commercials | 6 | 1980-03-01 | Permanently Closed | 2000 | Other
WARWICK | TWICHELL RESIDENCE | 140 ALDRICH AVE | UST-4922 | Private Residence | 1 | null | Permanently Closed | 500 | Gasoline | Single Walled
WARWICK | U-HAUL CENTER OF WARWICK | 279 OAKLAWN AVE | UST-1803 | Commercials | 1 | 1979-01-01 | Permanently Closed | 5070 | Gasoline
WARWICK | U-HAUL CENTER OF WARWICK | 279 OAKLAWN AVE | UST-1803 | Commercials | 2 | 1979-01-01 | Permanently Closed | 5070 | Gasoline
WARWICK | U-HAUL CENTER OF WARWICK | 279 OAKLAWN AVE | UST-1803 | Commercials | 3 | 1979-01-01 | Permanently Closed | 500 | Waste Oil
WARWICK | U-SAVE AUTO SALES, INC. | 1616 WARWICK AVE | UST-537 | Commercials | 1 | 1965-04-01 | Permanently Closed | 1000 | Heating Oil No.2
WARWICK | U-SAVE AUTO SALES, INC. | 1616 WARWICK AVE | UST-4883 | Commercials | 1 | 1965-04-01 | Permanently Closed | 1000 | Heating Oil No.2
WARWICK | U-SAVE AUTO SALES, INC. | 1616 WARWICK AVE | UST-4883 | Commercials | 1 | 1965-04-01 | Permanently Closed | 1000 | Heating Oil No.2
WARWICK | U.S. POST OFFICE/ANNEX BUILDING | 3205 POST RD | UST-2235 | Federal Government | 1 | 1960-04-01 | Permanently Closed | 2000 | Heating Oil No.2
WARWICK | U.S. POST OFFICE/ANNEX BUILDING | 3205 POST RD | UST-2235 | Federal Government | 2 | 1957-10-01 | Permanently Closed | 1000 | Heating Oil No.2
WARWICK | U.S.P.S. | 850 POST RD | UST-2234 | Federal Government | 1 | 1961-02-01 | Permanently Closed | 1000 | Heating Oil No.2
WARWICK | UNIT TOOL COMPANY | 101 VENTURI AVE | UST-19141 | Commercials | 1 | 1984-10-09 | Permanently Closed | 1000 | Heating Oil No.2
WARWICK | UNIT TOOL COMPANY | 101 VENTURI AVE | UST-19141 | Commercials | 2 | 1984-10-09 | Permanently Closed | 500 | Heating Oil No.2
WARWICK | UNIT TOOL COMPANY | 101 VENTURI AVE | UST-19141 | Commercials | 3 | 1984-10-09 | Permanently Closed | 1000 | Heating Oil No.2
WARWICK | UNITED PARCEL SERVICE | 150 PLAN WAY | UST-53 | Commercials | 1 | 1984-01-01 | Permanently Closed | 20000 | Gasoline
WARWICK | UNITED PARCEL SERVICE | 150 PLAN WAY | UST-53 | Commercials | 2 | 1990-06-01 | In Use | 20000 | Gasoline | Double Walled | 2012-12-10
WARWICK | UNITED PARCEL SERVICE | 150 PLAN WAY | UST-53 | Commercials | 3 | 1984-01-01 | Permanently Closed | 10000 | Diesel
WARWICK | UNITED PARCEL SERVICE | 150 PLAN WAY | UST-53 | Commercials | 4 | 1990-06-01 | In Use | 10000 | Diesel | Double Walled | 2012-12-10
WARWICK | UNITED PARCEL SERVICE | 150 PLAN WAY | UST-53 | Commercials | 5 | 1977-01-01 | Permanently Closed | 2000 | Motor Oil
WARWICK | UNITED PARCEL SERVICE | 150 PLAN WAY | UST-53 | Commercials | 6 | 1977-01-01 | Permanently Closed | 500 | Waste Oil
WARWICK | UNITED PARCEL SERVICE | 150 PLAN WAY | UST-53 | Commercials | 7 | 1990-06-01 | In Use | 10000 | Diesel | Double Walled | 2012-12-10
WARWICK | UNIVERSAL MOTORS | 3195 POST RD | UST-15283 | Industrial | 1 | 1984-10-09 | Permanently Closed | 2000 | Gasoline
WARWICK | UNIVERSAL MOTORS | 3195 POST RD | UST-15283 | Industrial | 2 | 1984-10-09 | Permanently Closed | 2000 | Gasoline
WARWICK | UNIVERSAL MOTORS | 3195 POST RD | UST-15283 | Industrial | 3 | 1984-10-09 | Permanently Closed | 4000 | Gasoline
WARWICK | UNIVERSAL MOTORS | 3195 POST RD | UST-15283 | Industrial | 4 | 1984-10-09 | Permanently Closed | 4000 | Gasoline
WARWICK | UNIVERSAL MOTORS | 3195 POST RD | UST-15283 | Industrial | 5 | 1984-10-09 | Permanently Closed | 1000 | Heating Oil No.2
WARWICK | UNIVERSAL MOTORS | 3195 POST RD | UST-15283 | Industrial | 6 | 1984-10-09 | Permanently Closed | 9999999 | Waste Oil
WARWICK | URQUHART - MURPHY FUNERAL HOME | 800 - 812 GREENWICH AVE | UST-16754 | Other | 1 | 1984-10-09 | Permanently Closed | 1000 | Heating Oil No.2
WARWICK | URQUHART - MURPHY FUNERAL HOME | 800 - 812 GREENWICH AVE | UST-16754 | Other | 2 | 1984-10-09 | Permanently Closed | 1000 | Gasoline
WARWICK | URQUHART - MURPHY FUNERAL HOME | 800 - 812 GREENWICH AVE | UST-16754 | Other | 3 | 1984-10-09 | Permanently Closed | 2000 | Gasoline
WARWICK | URQUHART - MURPHY FUNERAL HOME | 800 - 812 GREENWICH AVE | UST-16754 | Other | 4 | 1984-10-09 | Permanently Closed | 1500 | Gasoline
WARWICK | US ARMY RESERVE TRAINING CENTER | 885 SANDY LN | UST-1668 | Federal Government | 1 | 1961-03-01 | Permanently Closed | 12000 | Heating Oil No.2
WARWICK | US ARMY RESERVE TRAINING CENTER | 885 SANDY LN | UST-1668 | Federal Government | 2 | 1961-03-01 | Permanently Closed | 1000 | Heating Oil No.2
WARWICK | VACANT LOT | GREENWICH AVE | UST-16422 | Other | 1 | 1984-10-09 | Permanently Closed | 1000 | Mixture
WARWICK | VACANT LOT | GREENWICH AVE | UST-16422 | Other | 2 | 1984-10-09 | Permanently Closed | 1000 | Mixture
WARWICK | VACANT LOT | GREENWICH AVE | UST-16422 | Other | 3 | 1984-10-09 | Permanently Closed | 1000 | Mixture
WARWICK | VACANT LOT | GREENWICH AVE | UST-16422 | Other | 4 | 1984-10-09 | Permanently Closed | 5000 | Gasoline
WARWICK | VACANT LOT | GREENWICH AVE | UST-16422 | Other | 5 | 1984-10-09 | Permanently Closed | 5000 | Gasoline
WARWICK | VACANT LOT AT 578 GREENWICH AVENUE | 578 GREENWICH AVE | UST-4539 | Commercials | 1 | null | Permanently Closed | 5000 | Heating Oil No.2
WARWICK | VENUE | 71 NORWOOD AVE | UST-18151 | Other | 1 | 1984-10-09 | Permanently Closed | 1000 | Heating Oil No.2
WARWICK | VERA M. HILL, ESTATE OF | 155 COLDBROOK RD | UST-15896 | Private Residence | 1 | 1984-10-09 | Permanently Closed | 1000 | Heating Oil No.2
WARWICK | VERIZON NEW ENGLAND, INC. (RI 325301) | 100 NEW ENGLAND WAY | UST-1222 | Commercials | 1 | 1968-05-01 | Permanently Closed | 4000 | Gasoline
WARWICK | VERIZON NEW ENGLAND, INC. (RI 325301) | 100 NEW ENGLAND WAY | UST-1222 | Commercials | 2 | 1968-05-01 | Permanently Closed | 275 | Waste Oil
WARWICK | VERIZON NEW ENGLAND, INC. (RI 325301) | 100 NEW ENGLAND WAY | UST-1222 | Commercials | 3 | 1984-10-09 | In Use | 800 | Other | Single Walled
WARWICK | VERIZON NEW ENGLAND, INC. (RI 325306) | 2556 WEST SHORE RD | UST-1213 | Commercials | 1 | 1984-10-09 | Permanently Closed | 1000 | Heating Oil No.2
WARWICK | VERIZON NEW ENGLAND, INC. (RI 325306) | 2556 WEST SHORE RD | UST-1213 | Commercials | 2 | 1992-12-01 | In Use | 4000 | Diesel | Double Walled | 2013-07-02
WARWICK | VERIZON NEW ENGLAND, INC. (RI 325306) | 2556 WEST SHORE RD | UST-1213 | Commercials | 3 | 1984-10-09 | Permanently Closed | 4000 | Diesel
WARWICK | VETERANS HIGH SCHOOL | 2401 WEST SHORE RD | UST-2740 | Education - Town | 1 | 1954-04-01 | Permanently Closed | 10000 | Heating Oil No.6
WARWICK | VETERANS HIGH SCHOOL | 2401 WEST SHORE RD | UST-2740 | Education - Town | 2 | 2004-09-02 | In Use | 10000 | Heating Oil No.2 | Double Walled
WARWICK | VICMAR ASSOCIATES PROPERTY | 1094 BALD HILL RD | UST-19175 | Commercials | 1 | 1984-10-09 | Permanently Closed | 2000 | Heating Oil No.2
WARWICK | VILLAGE GAS 2 LLC | 4552 POST RD | UST-2087 | Gasoline Station | 1 | 1961-05-01 | Permanently Closed | 3000 | Gasoline
WARWICK | VILLAGE GAS 2 LLC | 4552 POST RD | UST-2087 | Gasoline Station | 2 | 1961-05-01 | Permanently Closed | 2000 | Gasoline
WARWICK | VILLAGE GAS 2 LLC | 4552 POST RD | UST-2087 | Gasoline Station | 3 | 1961-05-01 | Permanently Closed | 3000 | Gasoline
WARWICK | VILLAGE GAS 2 LLC | 4552 POST RD | UST-2087 | Gasoline Station | 4 | 1984-10-09 | Permanently Closed | 1000 | Heating Oil No.2
WARWICK | VILLAGE GAS 2 LLC | 4552 POST RD | UST-2087 | Gasoline Station | 5 | 1984-10-09 | Permanently Closed | 1000 | Waste Oil
WARWICK | VILLAGE GAS 2 LLC | 4552 POST RD | UST-2087 | Gasoline Station | 6 | 1998-09-01 | In Use | 4000 | Gasoline | Double Walled | 1998-09-01
WARWICK | VILLAGE GAS 2 LLC | 4552 POST RD | UST-2087 | Gasoline Station | 7 | 1998-09-01 | In Use | 4000 | Gasoline | Double Walled | 1998-09-01
WARWICK | VILLAGE GAS 2 LLC | 4552 POST RD | UST-2087 | Gasoline Station | 8 | 1998-09-01 | In Use | 4000 | Gasoline | Double Walled | 1998-09-01
WARWICK | VILLAGE GAS 2 LLC | 4552 POST RD | UST-2087 | Gasoline Station | 9 | 1998-09-01 | In Use | 4000 | Gasoline | Double Walled | 1998-09-01
WARWICK | VINAGRO MATERIALS, LLC | 400 LINCOLN AVE | UST-2188 | Commercials | 1 | 1969-05-01 | Permanently Closed | 10250 | Diesel
WARWICK | VINAGRO MATERIALS, LLC | 400 LINCOLN AVE | UST-2188 | Commercials | 2 | 1969-05-01 | Permanently Closed | 4000 | Gasoline
WARWICK | VINAGRO MATERIALS, LLC | 400 LINCOLN AVE | UST-2188 | Commercials | 3 | 1969-05-01 | Permanently Closed | 3000 | Gasoline
WARWICK | VINAGRO MATERIALS, LLC | 400 LINCOLN AVE | UST-2188 | Commercials | 4 | 1969-05-01 | Permanently Closed | 1000 | Waste Oil
WARWICK | VINAGRO MATERIALS, LLC | 400 LINCOLN AVE | UST-2188 | Commercials | 5 | 1999-02-22 | In Use | 10000 | Diesel | Double Walled | 2021-02-03
WARWICK | VINAGRO MATERIALS, LLC | 400 LINCOLN AVE | UST-2188 | Commercials | 6 | 1999-02-22 | In Use | 5000 | Gasoline | Double Walled | 2021-02-03
WARWICK | WALGREENS | 3336 POST RD | UST-18453 | Commercials | 1 | 1984-10-09 | Permanently Closed | 500 | Kerosene
WARWICK | WARD RESIDENCE | 975 WARWICK NECK AVE | UST-3875 | Private Residence | 1 | 1984-10-09 | Permanently Closed | 2000 | Heating Oil No.2
WARWICK | WARWICK MOBIL | 1836 WARWICK AVE | UST-2986 | Gasoline Station | 1 | 1972-01-01 | Permanently Closed | 3000 | Gasoline
WARWICK | WARWICK MOBIL | 1836 WARWICK AVE | UST-2986 | Gasoline Station | 2 | 1978-01-01 | Permanently Closed | 4000 | Gasoline
WARWICK | WARWICK MOBIL | 1836 WARWICK AVE | UST-2986 | Gasoline Station | 3 | 1978-01-01 | Permanently Closed | 4000 | Gasoline
WARWICK | WARWICK MOBIL | 1836 WARWICK AVE | UST-2986 | Gasoline Station | 4 | 1981-01-01 | Permanently Closed | 8000 | Gasoline
WARWICK | WARWICK MOBIL | 1836 WARWICK AVE | UST-2986 | Gasoline Station | 5 | 1984-10-09 | Permanently Closed | 300 | Heating Oil No.2
WARWICK | WARWICK MOBIL | 1836 WARWICK AVE | UST-2986 | Gasoline Station | 6 | 1984-10-09 | Permanently Closed | 4000 | Gasoline
WARWICK | WARWICK MOBIL | 1836 WARWICK AVE | UST-2986 | Gasoline Station | 7 | 1999-03-30 | In Use | 10000 | Gasoline | Double Walled | 1999-03-30
WARWICK | WARWICK MOBIL | 1836 WARWICK AVE | UST-2986 | Gasoline Station | 8 | 1999-03-30 | In Use | 6000 | Gasoline | Double Walled | 1999-03-30
WARWICK | WARWICK ANIMAL HOSPITAL | 1950 ELMWOOD AVE | UST-18378 | Other | 1 | 1984-10-09 | Permanently Closed | 500 | Heating Oil No.2
WARWICK | WARWICK AUTO BODY | 1828 ELMWOOD AVE | UST-15737 | Commercials | 1 | 1984-10-09 | Permanently Closed | 20000 | Heating Oil No.2
WARWICK | WARWICK CAREER AND TECHNICAL CENTER | 575 CENTERVILLE RD | UST-18656 | State Government | 1 | 1984-10-09 | Permanently Closed | 1000 | Waste Oil
WARWICK | WARWICK CAREER AND TECHNICAL CENTER | 575 CENTERVILLE RD | UST-18656 | State Government | 2 | 1984-10-09 | Permanently Closed | 500 | Waste Oil
WARWICK | WARWICK CITY HALL | 3275 POST ROAD | UST-1306 | City/Town Government | 1 | 1980-05-01 | Permanently Closed | 500 | Diesel
WARWICK | WARWICK CITY HALL | 3275 POST ROAD | UST-1306 | City/Town Government | 2 | 1984-10-09 | Permanently Closed | 9999999 | Heating Oil No.2
WARWICK | WARWICK CITY HALL | 3275 POST ROAD | UST-1306 | City/Town Government | 3 | null | Permanently Closed | 1000 | Heating Oil No.2
WARWICK | WARWICK CITY HALL | 3275 POST ROAD | UST-1306 | City/Town Government | 4 | null | Permanently Closed | 1000 | Heating Oil No.2
WARWICK | WARWICK CITY HALL ANNEX | POST RD | UST-1535 | City/Town Government | 1 | 1960-05-01 | Permanently Closed | 1000 | Heating Oil No.2
WARWICK | WARWICK CITY HALL ANNEX | POST RD | UST-1535 | City/Town Government | 2 | 1960-05-01 | Permanently Closed | 5000 | Heating Oil No.2
WARWICK | WARWICK CITY HALL ANNEX | POST RD | UST-1535 | City/Town Government | 3 | 1955-05-01 | Permanently Closed | 5000 | Gasoline
WARWICK | WARWICK CITY HALL ANNEX | POST RD | UST-1535 | City/Town Government | 4 | 1955-05-01 | Permanently Closed | 5000 | Gasoline
WARWICK | WARWICK COUNTRY CLUB | 410 NARRAGANSETT BAY AVE | UST-18 | Commercials | 1 | 1958-12-01 | Permanently Closed | 1000 | Gasoline
WARWICK | WARWICK COUNTRY CLUB | 410 NARRAGANSETT BAY AVE | UST-18 | Commercials | 2 | 1973-12-01 | Permanently Closed | 4000 | Gasoline
WARWICK | WARWICK COUNTRY CLUB | 410 NARRAGANSETT BAY AVE | UST-18 | Commercials | 3 | 1983-12-01 | Permanently Closed | 275 | Waste Oil
WARWICK | WARWICK CREDIT UNION | 2089 WARWICK AVE | UST-17249 | Other | 1 | 1984-10-09 | Permanently Closed | 1000 | Heating Oil No.2
WARWICK | WARWICK D.P.W. YARD | 925 SANDY LN | UST-1304 | City/Town Government | 1 | 1965-04-01 | Permanently Closed | 10000 | Diesel
WARWICK | WARWICK D.P.W. YARD | 925 SANDY LN | UST-1304 | City/Town Government | 2 | 1965-05-01 | Permanently Closed | 5000 | Gasoline
WARWICK | WARWICK D.P.W. YARD | 925 SANDY LN | UST-1304 | City/Town Government | 3 | 1965-05-01 | Permanently Closed | 1000 | Gasoline
WARWICK | WARWICK D.P.W. YARD | 925 SANDY LN | UST-1304 | City/Town Government | 4 | 1999-03-10 | In Use | 12000 | Diesel | Double Walled | 2020-07-20
WARWICK | WARWICK D.P.W. YARD | 925 SANDY LN | UST-1304 | City/Town Government | 5 | 1999-03-11 | In Use | 6000 | Gasoline | Double Walled | 2020-07-20
WARWICK | WARWICK EZ-MART | 91 VETERANS MEMORIAL DR | UST-1574 | Gasoline Station | 1 | 1979-02-01 | Permanently Closed | 10000 | Gasoline
WARWICK | WARWICK EZ-MART | 91 VETERANS MEMORIAL DR | UST-1574 | Gasoline Station | 2 | 1979-02-01 | Permanently Closed | 10000 | Gasoline
WARWICK | WARWICK EZ-MART | 91 VETERANS MEMORIAL DR | UST-1574 | Gasoline Station | 3 | 1981-02-01 | Permanently Closed | 10000 | Gasoline
WARWICK | WARWICK EZ-MART | 91 VETERANS MEMORIAL DR | UST-1574 | Gasoline Station | 4 | 1981-02-01 | Permanently Closed | 10000 | Gasoline
WARWICK | WARWICK EZ-MART | 91 VETERANS MEMORIAL DR | UST-1574 | Gasoline Station | 5 | 1990-02-01 | In Use | 10000 | Gasoline | Double Walled | 2000-10-16
WARWICK | WARWICK EZ-MART | 91 VETERANS MEMORIAL DR | UST-1574 | Gasoline Station | 6 | 1990-02-01 | In Use | 10000 | Gasoline | Double Walled | 2000-10-16
WARWICK | WARWICK EZ-MART | 91 VETERANS MEMORIAL DR | UST-1574 | Gasoline Station | 7 | 1990-02-01 | In Use | 10000 | Gasoline | Double Walled | 2000-10-16
WARWICK | WARWICK EZ-MART | 91 VETERANS MEMORIAL DR | UST-1574 | Gasoline Station | 8 | 1990-02-01 | In Use | 10000 | Diesel | Double Walled | 2000-10-16
WARWICK | WARWICK FIRE DEPARTMENT - STATION #2 | 771 POST RD | UST-31 | City/Town Government | 1 | 1971-02-01 | Permanently Closed | 1000 | Diesel
WARWICK | WARWICK FIRE DEPARTMENT - STATION #3 | 2353 WEST SHORE RD | UST-3167 | City/Town Government | 1 | 1971-02-01 | Permanently Closed | 1000 | Diesel
WARWICK | WARWICK FIRE DEPARTMENT - STATION #5 | 450 COWESETT RD | UST-3168 | City/Town Government | 1 | 1976-02-01 | Permanently Closed | 10000 | Diesel
WARWICK | WARWICK FIRE DEPARTMENT - STATION #6 | 456 WEST SHORE RD | UST-3169 | City/Town Government | 1 | 1971-02-01 | Permanently Closed | 1000 | Diesel
WARWICK | WARWICK FIRE STATION | 1501 WEST SHORE RD | UST-15672 | City/Town Government | 1 | 1969-04-01 | Permanently Closed | 3000 | Gasoline
WARWICK | WARWICK INTER-MODAL STATION | 700 JEFFERSON BLVD | UST-4310 | State Government | 1 | 1984-10-09 | Permanently Closed | 275 | Heating Oil No.2
WARWICK | WARWICK INTER-MODAL STATION | 700 JEFFERSON BLVD | UST-4310 | State Government | 2 | 2010-04-05 | In Use | 3000 | Mixture | Double Walled
WARWICK | WARWICK INTER-MODAL STATION | 700 JEFFERSON BLVD | UST-4310 | State Government | 3 | 2010-03-29 | In Use | 20000 | Gasoline | Double Walled
WARWICK | WARWICK INTER-MODAL STATION | 700 JEFFERSON BLVD | UST-4310 | State Government | 4 | 2010-03-29 | In Use | 20000 | Gasoline | Double Walled
WARWICK | WARWICK INTER-MODAL STATION | 700 JEFFERSON BLVD | UST-4310 | State Government | 5 | 2010-03-29 | In Use | 20000 | Gasoline | Double Walled
WARWICK | WARWICK KINGDOM HALL | 544 LONG ST | UST-19157 | Other | 1 | 1984-10-09 | Permanently Closed | 1000 | Heating Oil No.2
WARWICK | WARWICK LIGHTHOUSE | WARWICK LIGHT STATION | UST-1798 | Federal Government | 1 | 1984-10-09 | In Use | 275 | Heating Oil No.2
WARWICK | WARWICK LODGE OF ELKS | 1919 WEST SHORE RD | UST-2428 | Other | 1 | 1965-04-01 | Permanently Closed | 1000 | Heating Oil No.2
WARWICK | WARWICK LUMBER & SUPPLY CO. (F0RMER) | 2457 POST RD | UST-16215 | Commercials | 1 | 1984-10-09 | Permanently Closed | 1000 | Heating Oil No.2
WARWICK | WARWICK LUMBER & SUPPLY CO. (F0RMER) | 2457 POST RD | UST-16215 | Commercials | 2 | 1984-10-09 | Permanently Closed | 1000 | Gasoline
WARWICK | WARWICK NECK GARAGE, INC. | 315 WARWICK NECK AVE | UST-340 | Gasoline Station | 1 | 1979-03-01 | Permanently Closed | 275 | Waste Oil
WARWICK | WARWICK NECK GARAGE, INC. | 315 WARWICK NECK AVE | UST-340 | Gasoline Station | 2 | 1979-03-01 | Permanently Closed | 150 | Waste Oil
WARWICK | WARWICK PET LODGE, INC. | 15 PENNSYLVANIA AVE | UST-18359 | Other | 1 | 1984-10-09 | Permanently Closed | 1000 | Heating Oil No.2
WARWICK | WARWICK PETROLEUM | 335 PROVIDENCE ST | UST-553 | Gasoline Station | 1 | 1960-04-01 | Permanently Closed | 4000 | Gasoline
WARWICK | WARWICK PETROLEUM | 335 PROVIDENCE ST | UST-553 | Gasoline Station | 2 | 1994-09-01 | In Use | 4000 | Gasoline | Double Walled | 1994-09-01
WARWICK | WARWICK PETROLEUM | 335 PROVIDENCE ST | UST-553 | Gasoline Station | 3 | 1960-04-01 | Permanently Closed | 4000 | Gasoline
WARWICK | WARWICK PETROLEUM | 335 PROVIDENCE ST | UST-553 | Gasoline Station | 4 | 1994-09-01 | In Use | 4000 | Gasoline | Double Walled | 1994-09-01
WARWICK | WARWICK PETROLEUM | 335 PROVIDENCE ST | UST-553 | Gasoline Station | 5 | 1960-04-01 | Permanently Closed | 4000 | Gasoline
WARWICK | WARWICK PETROLEUM | 335 PROVIDENCE ST | UST-553 | Gasoline Station | 6 | 1994-09-01 | In Use | 4000 | Gasoline | Double Walled | 1994-09-01
WARWICK | WARWICK PETROLEUM | 335 PROVIDENCE ST | UST-553 | Gasoline Station | 7 | 1960-04-01 | Permanently Closed | 4000 | Diesel
WARWICK | WARWICK PETROLEUM | 335 PROVIDENCE ST | UST-553 | Gasoline Station | 8 | 1960-04-01 | Permanently Closed | 500 | Waste Oil
WARWICK | WARWICK PETROLEUM | 335 PROVIDENCE ST | UST-553 | Gasoline Station | 9 | 1960-04-01 | Permanently Closed | 500 | Heating Oil No.2
WARWICK | WARWICK POLICE STATION | 99 VETERANS MEMORIAL DR | UST-781 | City/Town Government | 1 | 1976-04-01 | Permanently Closed | 400 | Diesel
WARWICK | WARWICK POLICE STATION | 99 VETERANS MEMORIAL DR | UST-781 | City/Town Government | 2 | 1976-04-01 | Permanently Closed | 10000 | Gasoline
WARWICK | WARWICK POLICE STATION | 99 VETERANS MEMORIAL DR | UST-781 | City/Town Government | 3 | 1976-04-01 | Permanently Closed | 1000 | Waste Oil
WARWICK | WARWICK POLICE STATION | 99 VETERANS MEMORIAL DR | UST-781 | City/Town Government | 4 | 1976-04-01 | Permanently Closed | 1000 | Motor Oil
WARWICK | WARWICK SCHOOL COMM./MAINTENANCE DEPT. | 150 DRAPER ST | UST-2721 | City/Town Government | 1 | 1980-11-01 | Permanently Closed | 6000 | Gasoline
WARWICK | WARWICK SCHOOL COMM./MAINTENANCE DEPT. | 150 DRAPER ST | UST-2721 | City/Town Government | 2 | 1988-03-01 | Permanently Closed | 8000 | Gasoline | Single Walled
WARWICK | WARWICK SEWER AUTHORITY | 125 ARTHUR W. DEVINE BLVD | UST-1303 | City/Town Government | 1 | 1984-09-01 | Permanently Closed | 550 | Gasoline
WARWICK | WARWICK SEWER AUTHORITY | 125 ARTHUR W. DEVINE BLVD | UST-1303 | City/Town Government | 2 | 1984-09-01 | Permanently Closed | 6000 | Diesel | Double Walled
WARWICK | WARWICK SEWER AUTHORITY | 125 ARTHUR W. DEVINE BLVD | UST-1303 | City/Town Government | 3 | 1984-09-01 | Permanently Closed | 3000 | Hazardous Substance | Double Walled
WARWICK | WARWICK SEWER AUTHORITY | 125 ARTHUR W. DEVINE BLVD | UST-1303 | City/Town Government | 4 | 1989-08-01 | Permanently Closed | 550 | Gasoline | Double Walled
WARWICK | WARWICK SHELL | 2211 WEST SHORE RD | UST-3584 | Gasoline Station | 1 | 1993-10-01 | In Use | 12000 | Gasoline | Double Walled | 2017-12-27
WARWICK | WARWICK SHELL | 2211 WEST SHORE RD | UST-3584 | Gasoline Station | 2 | 1993-10-01 | In Use | 10000 | Gasoline | Double Walled | 2017-12-27
WARWICK | WARWICK TERRACE | 2215 ELMWOOD AVE | UST-18471 | Other | 1 | 1984-10-09 | Permanently Closed | 10000 | Heating Oil No.4
WARWICK | WARWICK TIRE | 1893 ELMWOOD AVE | UST-15375 | Other | 1 | 1984-10-09 | Permanently Closed | 1000 | Gasoline
WARWICK | WARWICK TIRE | 1893 ELMWOOD AVE | UST-15375 | Other | 2 | 1984-10-09 | Permanently Closed | 1000 | Gasoline
WARWICK | WARWICK TIRE | 1893 ELMWOOD AVE | UST-15375 | Other | 3 | 1984-10-09 | Permanently Closed | 1000 | Gasoline
WARWICK | WARWICK TIRE | 1893 ELMWOOD AVE | UST-15375 | Other | 4 | 1984-10-09 | Permanently Closed | 2000 | Gasoline
WARWICK | WARWICK TIRE | 1893 ELMWOOD AVE | UST-15375 | Other | 5 | 1984-10-09 | Permanently Closed | 275 | Waste Oil
WARWICK | WARWICK TIRE | 1893 ELMWOOD AVE | UST-15375 | Other | 6 | 1984-10-09 | Permanently Closed | 550 | Waste Oil
WARWICK | WEISMAN ROOFING | 425 PAVILION AVE | UST-2771 | Industrial | 1 | 1971-07-01 | Permanently Closed | 5000 | Gasoline
WARWICK | WEST BAY MANOR | 2783 WEST SHORE DR | UST-18607 | Other | 1 | 1986-06-01 | Permanently Closed | 500 | Diesel | Single Walled
WARWICK | WEST SHORE MARKET | 425 WEST SHORE RD | UST-4308 | Commercials | 1 | 1984-10-09 | Permanently Closed | 3000 | Gasoline
WARWICK | WEST SHORE MARKET | 425 WEST SHORE RD | UST-4308 | Commercials | 2 | 1984-10-09 | Permanently Closed | 3000 | Gasoline
WARWICK | WEST SHORE MARKET | 425 WEST SHORE RD | UST-4308 | Commercials | 3 | 1984-10-09 | Permanently Closed | 3000 | Gasoline
WARWICK | WEST SHORE MARKET | 425 WEST SHORE RD | UST-4308 | Commercials | 4 | 1984-10-09 | Permanently Closed | 5000 | Gasoline
WARWICK | WEST SHORE MARKET | 425 WEST SHORE RD | UST-4308 | Commercials | 5 | 1984-10-09 | Permanently Closed | 1000 | Heating Oil No.2
WARWICK | WEST SHORE ROAD TEXACO | 2501 WEST SHORE RD | UST-441 | Gasoline Station | 1 | 1971-04-01 | Permanently Closed | 6000 | Gasoline
WARWICK | WEST SHORE ROAD TEXACO | 2501 WEST SHORE RD | UST-441 | Gasoline Station | 2 | 1971-04-01 | Permanently Closed | 6000 | Gasoline
WARWICK | WEST SHORE ROAD TEXACO | 2501 WEST SHORE RD | UST-441 | Gasoline Station | 3 | 1971-04-01 | Permanently Closed | 6000 | Gasoline
WARWICK | WEST SHORE ROAD TEXACO | 2501 WEST SHORE RD | UST-441 | Gasoline Station | 4 | 1956-04-01 | Permanently Closed | 1000 | Heating Oil No.2
WARWICK | WEST SHORE ROAD TEXACO | 2501 WEST SHORE RD | UST-441 | Gasoline Station | 5 | 1956-04-01 | Permanently Closed | 550 | Waste Oil
WARWICK | WEST SHORE ROAD TEXACO | 2501 WEST SHORE RD | UST-441 | Gasoline Station | 6 | 1986-10-01 | Permanently Closed | 12000 | Gasoline
WARWICK | WEST SHORE ROAD TEXACO | 2501 WEST SHORE RD | UST-441 | Gasoline Station | 7 | 1986-10-01 | Permanently Closed | 10000 | Gasoline
WARWICK | WEST SHORE ROAD TEXACO | 2501 WEST SHORE RD | UST-441 | Gasoline Station | 8 | 1986-10-01 | Permanently Closed | 10000 | Gasoline
WARWICK | WEST SHORE ROAD TEXACO | 2501 WEST SHORE RD | UST-441 | Gasoline Station | 9 | 1986-10-01 | Permanently Closed | 8000 | Diesel
WARWICK | WEST SHORE ROAD TEXACO | 2501 WEST SHORE RD | UST-441 | Gasoline Station | 10 | 1986-10-01 | Permanently Closed | 1000 | Heating Oil No.2
WARWICK | WEST SHORE ROAD TEXACO | 2501 WEST SHORE RD | UST-441 | Gasoline Station | 11 | 1986-10-01 | Permanently Closed | 550 | Waste Oil
WARWICK | WEST SHORE SUNOCO | 2171 WEST SHORE RD | UST-576 | Gasoline Station | 1 | 1970-04-01 | Permanently Closed | 8000 | Gasoline | Single Walled
WARWICK | WEST SHORE SUNOCO | 2171 WEST SHORE RD | UST-576 | Gasoline Station | 2 | 1970-04-01 | Permanently Closed | 6000 | Gasoline | Single Walled
WARWICK | WEST SHORE SUNOCO | 2171 WEST SHORE RD | UST-576 | Gasoline Station | 3 | 1970-04-01 | Permanently Closed | 6000 | Diesel | Single Walled
WARWICK | WEST WARWICK FOOD SERVICE (COPPERFIELD'S) | 1551 WARWICK AVE | UST-4204 | Commercials | 1 | 1984-10-09 | Permanently Closed | 1000 | Heating Oil No.2
WARWICK | WESTGATE CONDOMINIUMS | 754 QUAKER LN | UST-17351 | Commercials | 1 | 1984-10-09 | Permanently Closed | 275 | Gasoline
WARWICK | WICKES ELEMENTARY SCHOOL | 50 CHILD LN | UST-2734 | Education - Town | 1 | 1953-04-01 | Permanently Closed | 5000 | Heating Oil No.2
WARWICK | WICKFORD SHELLFISH | 342 RANDALL AVE | UST-19034 | Commercials | 1 | 1984-10-09 | Permanently Closed | 2000 | Gasoline
WARWICK | WICKFORD SHELLFISH | 342 RANDALL AVE | UST-19034 | Commercials | 2 | 1984-10-09 | Permanently Closed | 500 | Gasoline
WARWICK | WICKFORD SHELLFISH | 342 RANDALL AVE | UST-19034 | Commercials | 3 | 1984-10-09 | Permanently Closed | 500 | Heating Oil No.2
WARWICK | WILLIAM OATES | 5840 POST RD | UST-18448 | Commercials | 1 | 1984-10-09 | Permanently Closed | 500 | Heating Oil No.2
WARWICK | WILLIAMS SHIELD JR. POST 43 | 662 WEST SHORE RD | UST-4062 | Commercials | 1 | 1984-10-09 | Permanently Closed | 500 | Heating Oil No.2
WARWICK | WINDMILL ASSOCIATES, INC. | 112 KNIGHT ST | UST-3462 | Commercials | 1 | 1984-10-09 | Permanently Closed | 275 | Heating Oil No.2
WARWICK | WINDMILL ASSOCIATES, INC. | 112 KNIGHT ST | UST-3462 | Commercials | 2 | 1984-10-09 | Permanently Closed | 275 | Heating Oil No.2
WARWICK | WINDMILL ASSOCIATES, INC. | 112 KNIGHT ST | UST-3462 | Commercials | 3 | 1984-10-09 | Permanently Closed | 275 | Heating Oil No.2
WARWICK | WIRING DEVICE DEPARTMENT | 225 SERVICE AVE | UST-15128 | Commercials | 1 | 1984-10-09 | Permanently Closed | 3200 | Hazardous Substance
WARWICK | WOLOOHOJIAN REALTY | 20 CENTREVILLE RD | UST-18190 | Commercials | 1 | 1984-10-09 | Permanently Closed | 1000 | Heating Oil No.2
WARWICK | WOMEN'S CENTER | WEST SHORE RD | UST-1307 | City/Town Government | 1 | 1955-05-01 | In Use | 1000 | Heating Oil No.2
WARWICK | WOOD BOAT & MOTOR | 3630 WEST SHORE RD | UST-988 | Commercials | 1 | 1970-04-01 | Permanently Closed | 2000 | Gasoline
WARWICK | WOOD BOAT & MOTOR | 3630 WEST SHORE RD | UST-988 | Commercials | 2 | 1975-04-01 | Permanently Closed | 1000 | Heating Oil No.2
WARWICK | WOTTON AUCTIONEER'S | 1160 BALD HILL RD | UST-3400 | Other | 1 | 1983-02-01 | Permanently Closed | 1000 | Heating Oil No.2
WARWICK | WYMAN ELEMENTARY SCHOOL | 1 COLUMBIA AVE | UST-2746 | Education - Town | 1 | 1946-04-01 | Permanently Closed | 1500 | Heating Oil No.2
WARWICK | WYMAN ELEMENTARY SCHOOL | 1 COLUMBIA AVE | UST-2746 | Education - Town | 2 | 1990-12-01 | In Use | 5000 | Heating Oil No.2
WARWICK | ZERO POINT INC. | 885 POST RD | UST-1622 | Gasoline Station | 1 | 1984-10-09 | Permanently Closed | 3000 | Gasoline
WARWICK | ZERO POINT INC. | 885 POST RD | UST-1622 | Gasoline Station | 2 | 1984-10-09 | Permanently Closed | 2000 | Other
WARWICK | ZERO POINT INC. | 885 POST RD | UST-1622 | Gasoline Station | 3 | 1984-10-09 | Permanently Closed | 2000 | Other
WARWICK | ZERO POINT INC. | 885 POST RD | UST-1622 | Gasoline Station | 4 | 1984-10-09 | Permanently Closed | 4000 | Other
WARWICK | ZERO POINT INC. | 885 POST RD | UST-1622 | Gasoline Station | 5 | 1984-10-09 | Permanently Closed | 4000 | Other
WARWICK | ZERO POINT INC. | 885 POST RD | UST-1622 | Gasoline Station | 6 | 1984-10-09 | Permanently Closed | 550 | Heating Oil No.2
WARWICK | ZERO POINT INC. | 885 POST RD | UST-1622 | Gasoline Station | 7 | 1984-10-09 | Permanently Closed | 550 | Waste Oil
WARWICK | ZERO POINT INC. | 885 POST RD | UST-1622 | Gasoline Station | 8 | 1988-03-01 | Permanently Closed | 10000 | Gasoline | Single Walled | 2005-06-15
WARWICK | ZERO POINT INC. | 885 POST RD | UST-1622 | Gasoline Station | 9 | 1988-03-01 | Permanently Closed | 8000 | Gasoline | Single Walled | 2005-06-15
WARWICK | ZERO POINT INC. | 885 POST RD | UST-1622 | Gasoline Station | 10 | 1988-03-01 | Permanently Closed | 6000 | Gasoline | Single Walled | 2005-06-15
WARWICK | ZERO POINT INC. | 885 POST RD | UST-1622 | Gasoline Station | 11 | 2020-02-20 | In Use | 12000 | Gasoline | Double Walled | 2005-07-01
WARWICK | ZERO POINT INC. | 885 POST RD | UST-1622 | Gasoline Station | 12 | 2020-02-20 | In Use | 4000 | Gasoline | Double Walled | 2005-07-01
WARWICK | ZIENOWICZ BROTHERS, INC. | 288 LINCOLN AVE | UST-16887 | Commercials | 1 | 1984-10-09 | Permanently Closed | 1000 | Heating Oil No.2
WARWICK | ZIENOWICZ BROTHERS, INC. | 288 LINCOLN AVE | UST-16887 | Commercials | 2 | 1984-10-09 | Permanently Closed | 3000 | Heating Oil No.2
WARWICK | ZIENOWICZ BROTHERS, INC. | 288 LINCOLN AVE | UST-16887 | Commercials | 3 | 1984-10-09 | Permanently Closed | 3000 | Diesel
WEST GREENWICH | 809 NOOSENECK ASSOCIATES, LLC | 809 NOOSENECK HILL RD | UST-3717 | Commercials | 1 | 1984-10-09 | Tank Not Found | 1000 | Heating Oil No.2
WEST GREENWICH | 95 SUNOCO | 100 NOOSENECK HILL RD | UST-637 | Gasoline Station | 1 | 1972-04-01 | Permanently Closed | 1000 | Heating Oil No.2
WEST GREENWICH | 95 SUNOCO | 100 NOOSENECK HILL RD | UST-637 | Gasoline Station | 2 | 1990-12-01 | In Use | 1000 | Heating Oil No.2 | Double Walled
WEST GREENWICH | 95 SUNOCO | 100 NOOSENECK HILL RD | UST-637 | Gasoline Station | 3 | 1972-04-01 | Permanently Closed | 1000 | Waste Oil
WEST GREENWICH | 95 SUNOCO | 100 NOOSENECK HILL RD | UST-637 | Gasoline Station | 4 | 1990-12-01 | Permanently Closed | 1000 | Waste Oil | Double Walled
WEST GREENWICH | 95 SUNOCO | 100 NOOSENECK HILL RD | UST-637 | Gasoline Station | 5 | 1974-04-01 | Permanently Closed | 6000 | Diesel
WEST GREENWICH | 95 SUNOCO | 100 NOOSENECK HILL RD | UST-637 | Gasoline Station | 6 | 1972-04-01 | Permanently Closed | 6000 | Gasoline
WEST GREENWICH | 95 SUNOCO | 100 NOOSENECK HILL RD | UST-637 | Gasoline Station | 7 | 1972-04-01 | Permanently Closed | 6000 | Gasoline
WEST GREENWICH | 95 SUNOCO | 100 NOOSENECK HILL RD | UST-637 | Gasoline Station | 8 | 1972-04-01 | Permanently Closed | 6000 | Gasoline
WEST GREENWICH | 95 SUNOCO | 100 NOOSENECK HILL RD | UST-637 | Gasoline Station | 9 | 1990-07-01 | In Use | 10000 | Gasoline | Double Walled
WEST GREENWICH | 95 SUNOCO | 100 NOOSENECK HILL RD | UST-637 | Gasoline Station | 10 | 1990-07-01 | In Use | 10000 | Gasoline | Double Walled
WEST GREENWICH | 95 SUNOCO | 100 NOOSENECK HILL RD | UST-637 | Gasoline Station | 11 | 1990-07-01 | In Use | 10000 | Gasoline | Double Walled
WEST GREENWICH | 95 SUNOCO | 100 NOOSENECK HILL RD | UST-637 | Gasoline Station | 12 | 1990-07-01 | In Use | 10000 | Diesel | Double Walled
WEST GREENWICH | ACQUARULO REAL ESTATE LLC | 136 MISHNOCK RD | UST-3810 | Industrial | 1 | 1984-10-09 | In Use | 1000 | Heating Oil No.2
WEST GREENWICH | AMERICAN WELDING COMPANY, INC. | 689 HOPKINS HILL RD | UST-1908 | Industrial | 1 | 1981-07-01 | Permanently Closed | 1500 | Diesel
WEST GREENWICH | AMERICAN WELDING COMPANY, INC. | 689 HOPKINS HILL RD | UST-1908 | Industrial | 2 | 1976-07-01 | Permanently Closed | 1500 | Gasoline
WEST GREENWICH | AMERICAN WELDING COMPANY, INC. | 689 HOPKINS HILL RD | UST-1908 | Industrial | 3 | 1981-07-01 | Permanently Closed | 10000 | Diesel
WEST GREENWICH | AMERICAN WELDING COMPANY, INC. | 689 HOPKINS HILL RD | UST-1908 | Industrial | 4 | 1976-07-01 | Permanently Closed | 500 | Diesel
WEST GREENWICH | ANTHONY PIMENTAL | 8 NOOSENECK HILL RD | UST-18875 | Other | 1 | 1984-10-09 | Permanently Closed | 500 | Unknown
WEST GREENWICH | CARTECH, INC. | 771 NOOSENECK HILL RD | UST-2675 | Gasoline Station | 1 | 1984-10-09 | Permanently Closed | 4000 | Other
WEST GREENWICH | CARTECH, INC. | 771 NOOSENECK HILL RD | UST-2675 | Gasoline Station | 2 | 1984-10-09 | Permanently Closed | 4000 | Other
WEST GREENWICH | CARTECH, INC. | 771 NOOSENECK HILL RD | UST-2675 | Gasoline Station | 3 | 1984-10-09 | Permanently Closed | 4000 | Other
WEST GREENWICH | CARTECH, INC. | 771 NOOSENECK HILL RD | UST-2675 | Gasoline Station | 4 | 1984-10-09 | Permanently Closed | 2000 | Other
WEST GREENWICH | CENTREX DISTRIBUTORS, INC. | 119 HOPKINS HILL RD | UST-2820 | Commercials | 1 | 1988-11-01 | Permanently Closed | 10000 | Diesel | Double Walled | 1988-11-01
WEST GREENWICH | CENTREX DISTRIBUTORS, INC. | 119 HOPKINS HILL RD | UST-2820 | Commercials | 2 | 1988-11-01 | Permanently Closed | 10000 | Heating Oil No.2 | Double Walled | 1988-11-01
WEST GREENWICH | CENTREX DISTRIBUTORS, INC. | 119 HOPKINS HILL RD | UST-2820 | Commercials | 3 | 1988-11-01 | Permanently Closed | 1000 | Waste Oil | Double Walled | 1988-11-01
WEST GREENWICH | COCA-COLA BOTTLING OF S.E.N.E., INC. | VICTORY HWY | UST-151 | Commercials | 1 | 1981-03-01 | Permanently Closed | 10000 | Gasoline
WEST GREENWICH | COCA-COLA BOTTLING OF S.E.N.E., INC. | VICTORY HWY | UST-151 | Commercials | 2 | 1981-03-01 | Permanently Closed | 10000 | Diesel
WEST GREENWICH | COCA-COLA BOTTLING OF S.E.N.E., INC. | VICTORY HWY | UST-151 | Commercials | 3 | 1981-03-01 | Permanently Closed | 500 | Waste Oil
WEST GREENWICH | COCA-COLA BOTTLING OF S.E.N.E., INC. | VICTORY HWY | UST-151 | Commercials | 4 | 1981-03-01 | Permanently Closed | 2000 | Heating Oil No.2
WEST GREENWICH | COUTU AUTO SERVICE | 92 NEW LONDON TPKE | UST-571 | Gasoline Station | 1 | 1985-05-01 | Permanently Closed | 10000 | Diesel | Single Walled | 1999-04-29
WEST GREENWICH | COUTU AUTO SERVICE | 92 NEW LONDON TPKE | UST-571 | Gasoline Station | 2 | 1985-05-01 | Permanently Closed | 10000 | Gasoline | Single Walled | 1999-04-29
WEST GREENWICH | COUTU AUTO SERVICE | 92 NEW LONDON TPKE | UST-571 | Gasoline Station | 3 | 1985-05-01 | Permanently Closed | 10000 | Gasoline | Single Walled | 1999-04-29
WEST GREENWICH | COUTU AUTO SERVICE | 92 NEW LONDON TPKE | UST-571 | Gasoline Station | 4 | 1985-05-01 | Permanently Closed | 6000 | Gasoline | Single Walled | 1999-04-29
WEST GREENWICH | COUTU AUTO SERVICE | 92 NEW LONDON TPKE | UST-571 | Gasoline Station | 5 | 2018-05-03 | In Use | 12000 | Gasoline | Double Walled | 1999-04-29
WEST GREENWICH | COUTU AUTO SERVICE | 92 NEW LONDON TPKE | UST-571 | Gasoline Station | 6 | 2018-05-03 | In Use | 6000 | Gasoline | Double Walled | 1999-04-29
WEST GREENWICH | COUTU AUTO SERVICE | 92 NEW LONDON TPKE | UST-571 | Gasoline Station | 7 | 2018-05-03 | In Use | 6000 | Diesel | Double Walled | 1999-04-29
WEST GREENWICH | COUTU AUTO SERVICE | 92 NEW LONDON TPKE | UST-571 | Gasoline Station | 8 | null | Permanently Closed | 500 | Heating Oil No.2 | Single Walled
WEST GREENWICH | EXETER-WEST GREENWICH JR./SR. HIGH SCHOOL | 930 NOOSENECK HILL RD | UST-3545 | Education - Town | 1 | 1991-10-01 | In Use | 12000 | Heating Oil No.2 | Double Walled
WEST GREENWICH | FISH & WILDLIFE/FOREST ENVIRONMENT | EASCOHAY HILL RD | UST-18361 | State Government | 1 | 1984-10-09 | Permanently Closed | 10000 | Heating Oil No.2
WEST GREENWICH | FORMER SHELL COLBEA ENTERPRISES, LLC (CLOSED) | 95 NOOSENECK HILL RD | UST-434 | Gasoline Station | 1 | 1984-04-01 | Permanently Closed | 6000 | Gasoline | Single Walled
WEST GREENWICH | FORMER SHELL COLBEA ENTERPRISES, LLC (CLOSED) | 95 NOOSENECK HILL RD | UST-434 | Gasoline Station | 2 | 1984-04-01 | Permanently Closed | 6000 | Gasoline | Single Walled
WEST GREENWICH | FORMER SHELL COLBEA ENTERPRISES, LLC (CLOSED) | 95 NOOSENECK HILL RD | UST-434 | Gasoline Station | 3 | 1984-04-01 | Permanently Closed | 6000 | Gasoline | Single Walled
WEST GREENWICH | FORMER SHELL COLBEA ENTERPRISES, LLC (CLOSED) | 95 NOOSENECK HILL RD | UST-434 | Gasoline Station | 4 | 1984-04-01 | Permanently Closed | 6000 | Gasoline | Single Walled
WEST GREENWICH | FORMER SHELL COLBEA ENTERPRISES, LLC (CLOSED) | 95 NOOSENECK HILL RD | UST-434 | Gasoline Station | 5 | 1984-04-01 | Permanently Closed | 1000 | Heating Oil No.2
WEST GREENWICH | FORMER SHELL COLBEA ENTERPRISES, LLC (CLOSED) | 95 NOOSENECK HILL RD | UST-434 | Gasoline Station | 6 | 1984-04-01 | Permanently Closed | 550 | Waste Oil
WEST GREENWICH | FORMER SHELL COLBEA ENTERPRISES, LLC (CLOSED) | 95 NOOSENECK HILL RD | UST-434 | Gasoline Station | 7 | 1984-04-01 | Permanently Closed | 6000 | Diesel | Single Walled
WEST GREENWICH | FORMER SHELL COLBEA ENTERPRISES, LLC (CLOSED) | 95 NOOSENECK HILL RD | UST-434 | Gasoline Station | 8 | 2018-01-16 | Permanently Closed | 8000 | Gasoline | Double Walled | 1999-08-01
WEST GREENWICH | FORMER SHELL COLBEA ENTERPRISES, LLC (CLOSED) | 95 NOOSENECK HILL RD | UST-434 | Gasoline Station | 9 | 2018-01-16 | Permanently Closed | 8000 | Gasoline | Double Walled | 1999-08-01
WEST GREENWICH | FORMER SHELL COLBEA ENTERPRISES, LLC (CLOSED) | 95 NOOSENECK HILL RD | UST-434 | Gasoline Station | 10 | 2018-01-16 | Permanently Closed | 8000 | Gasoline | Double Walled | 2018-01-23
WEST GREENWICH | FORMER SHELL COLBEA ENTERPRISES, LLC (CLOSED) | 95 NOOSENECK HILL RD | UST-434 | Gasoline Station | 11 | 2018-01-16 | Permanently Closed | 4000 | Diesel | Double Walled | 2009-10-13
WEST GREENWICH | GEORGE SHEPARD (FORMER TIMBER MILL) | 50 PLAIN RD | UST-4210 | Commercials | 1 | 1984-10-09 | Permanently Closed | 1000 | Gasoline
WEST GREENWICH | GEORGE SHEPARD (FORMER TIMBER MILL) | 50 PLAIN RD | UST-4210 | Commercials | 2 | 1984-10-09 | Permanently Closed | 500 | Heating Oil No.2
WEST GREENWICH | GEORGE SHEPARD (FORMER TIMBER MILL) | 50 PLAIN RD | UST-4210 | Commercials | 3 | 1984-10-09 | Permanently Closed | 500 | Heating Oil No.2
WEST GREENWICH | JOE'S JUNK YARD | 78 DIVISION ST | UST-3935 | Other | 1 | 1984-10-09 | Permanently Closed | 500 | Heating Oil No.2
WEST GREENWICH | JOE'S JUNK YARD | 78 DIVISION ST | UST-3935 | Other | 2 | 1984-10-09 | Permanently Closed | 500 | Heating Oil No.2
WEST GREENWICH | LEAVERS LACE COMPANY | 144 MISHNOCK RD | UST-4937 | Industrial | 1 | null | Permanently Closed | 2000 | Heating Oil No.2
WEST GREENWICH | MILDRED-LINEHAM SCHOOL | NOOSENECK HILL RD | UST-1246 | Education - Town | 1 | 1952-05-01 | Permanently Closed | 1000 | Heating Oil No.2
WEST GREENWICH | MILDRED-LINEHAM SCHOOL | NOOSENECK HILL RD | UST-1246 | Education - Town | 2 | 1958-05-01 | Permanently Closed | 1000 | Heating Oil No.2
WEST GREENWICH | ROULEAU RESIDENCE | 19 TERRACE DR | UST-4813 | Private Residence | 1 | null | Permanently Closed | 2000 | Heating Oil No.2 | Single Walled
WEST GREENWICH | SHELL COLBEA #32 | 79 NOOSENECK HILL RD | UST-4860 | Gasoline Station | 1 | 2019-09-12 | In Use | 15000 | Gasoline | Double Walled | 2019-09-20
WEST GREENWICH | SHELL COLBEA #32 | 79 NOOSENECK HILL RD | UST-4860 | Gasoline Station | 2 | 2019-09-12 | In Use | 9000 | Gasoline | Double Walled | 2019-09-20
WEST GREENWICH | SHELL COLBEA #32 | 79 NOOSENECK HILL RD | UST-4860 | Gasoline Station | 3 | 2019-09-12 | In Use | 6000 | Diesel | Double Walled | 2019-09-20
WEST GREENWICH | SMITH'S GENERAL TRUCKING CO. | 33 HOPKINS HILL RD | UST-3119 | Commercials | 1 | 1986-05-16 | Permanently Closed | 10000 | Diesel | Single Walled
WEST GREENWICH | SMITH'S GENERAL TRUCKING CO. | 33 HOPKINS HILL RD | UST-3119 | Commercials | 2 | 1986-05-01 | In Use | 5000 | Heating Oil No.2 | Single Walled
WEST GREENWICH | SMITH'S GENERAL TRUCKING CO., INC. | 14 CLYDE ST | UST-18346 | Commercials | 1 | 1984-10-09 | Permanently Closed | 1000 | Heating Oil No.2
WEST GREENWICH | SMITH'S GENERAL TRUCKING CO., INC. | 14 CLYDE ST | UST-18346 | Commercials | 2 | 1984-10-09 | Permanently Closed | 1000 | Diesel
WEST GREENWICH | SMITH'S GENERAL TRUCKING CO., INC. | 14 CLYDE ST | UST-18346 | Commercials | 3 | 1984-10-09 | Permanently Closed | 1000 | Diesel
WEST GREENWICH | ST. JOSEPH'S CEMETERY | 899 NOOSENECK HILL RD | UST-2013 | Other | 1 | 1970-03-01 | Permanently Closed | 2000 | Gasoline
WEST GREENWICH | ST. JOSEPH'S CEMETERY | 899 NOOSENECK HILL RD | UST-2013 | Other | 2 | 1970-03-01 | Permanently Closed | 5000 | Heating Oil No.2
WEST GREENWICH | THE GREENE SCHOOL | 94 JOHN POTTER RD | UST-3748 | Other | 1 | 1979-06-01 | Permanently Closed | 500 | Heating Oil No.2
WEST GREENWICH | THE GREENE SCHOOL | 94 JOHN POTTER RD | UST-3748 | Other | 2 | 1979-06-01 | Permanently Closed | 500 | Heating Oil No.2
WEST GREENWICH | THE GREENE SCHOOL | 94 JOHN POTTER RD | UST-3748 | Other | 3 | 1985-06-01 | Permanently Closed | 1000 | Heating Oil No.2
WEST GREENWICH | TOM'S COUNTRY STORE | P.O. BOX 789 RR1, NOOSENECK HILL RD | UST-1996 | Commercials | 1 | 1984-10-09 | Permanently Closed | 2000 | Gasoline
WEST GREENWICH | TOM'S COUNTRY STORE | P.O. BOX 789 RR1, NOOSENECK HILL RD | UST-1996 | Commercials | 2 | 1984-10-09 | Permanently Closed | 1000 | Gasoline
WEST GREENWICH | TOM'S COUNTRY STORE | P.O. BOX 789 RR1, NOOSENECK HILL RD | UST-1996 | Commercials | 3 | 1984-10-09 | Permanently Closed | 1000 | Gasoline
WEST GREENWICH | W. ALTON JONES CAMPUS (U.R.I.) | VICTORY HWY | UST-3043 | Education State | 1 | 1997-04-30 | Permanently Closed | 1000 | Heating Oil No.2
WEST GREENWICH | W. ALTON JONES CAMPUS (U.R.I.) | VICTORY HWY | UST-3043 | Education State | 2 | 1973-04-01 | Permanently Closed | 1000 | Heating Oil No.2
WEST GREENWICH | W. ALTON JONES CAMPUS (U.R.I.) | VICTORY HWY | UST-3043 | Education State | 3 | 1973-04-01 | Permanently Closed | 1000 | Heating Oil No.2
WEST GREENWICH | W. ALTON JONES CAMPUS (U.R.I.) | VICTORY HWY | UST-3043 | Education State | 4 | 1984-10-09 | Permanently Closed | 1000 | Heating Oil No.2
WEST GREENWICH | W. ALTON JONES CAMPUS (U.R.I.) | VICTORY HWY | UST-3043 | Education State | 5 | 1984-10-09 | In Use | 1500 | Heating Oil No.2
WEST GREENWICH | W. ALTON JONES CAMPUS (U.R.I.) | VICTORY HWY | UST-3043 | Education State | 6 | 1997-04-30 | Permanently Closed | 1000 | Heating Oil No.2
WEST GREENWICH | W. ALTON JONES CAMPUS (U.R.I.) | VICTORY HWY | UST-3043 | Education State | 7 | 1997-04-30 | Permanently Closed | 1000 | Heating Oil No.2
WEST GREENWICH | W. ALTON JONES CAMPUS (U.R.I.) | VICTORY HWY | UST-3043 | Education State | 8 | 1997-04-20 | Permanently Closed | 1000 | Heating Oil No.2
WEST GREENWICH | W. ALTON JONES CAMPUS (U.R.I.) | VICTORY HWY | UST-3043 | Education State | 9 | 1984-10-09 | Permanently Closed | 1000 | Gasoline
WEST GREENWICH | W. ALTON JONES CAMPUS (U.R.I.) | VICTORY HWY | UST-3043 | Education State | 10 | 1984-10-09 | Permanently Closed | 4000 | Gasoline
WEST GREENWICH | W. ALTON JONES CAMPUS (U.R.I.) | VICTORY HWY | UST-3043 | Education State | 11 | 1984-10-09 | Permanently Closed | 4000 | Gasoline
WEST GREENWICH | W. ALTON JONES CAMPUS (U.R.I.) | VICTORY HWY | UST-3043 | Education State | 12 | 1984-10-09 | Permanently Closed | 3000 | Heating Oil No.2
WEST GREENWICH | WATER RESOURCES BOARD PROPERTY | KITTS CORNER RD | UST-4557 | State Government | 1 | 1970-01-01 | Permanently Closed | 2500 | Gasoline
WEST GREENWICH | WATER RESOURCES BOARD PROPERTY | KITTS CORNER RD | UST-4557 | State Government | 2 | 1970-01-01 | Permanently Closed | 2500 | Gasoline
WEST GREENWICH | WATER RESOURCES BOARD PROPERTY | KITTS CORNER RD | UST-4557 | State Government | 3 | 1970-01-01 | Permanently Closed | 2500 | Gasoline
WEST GREENWICH | WEST GREENWICH TOWN GARAGE | 280 VICTORY HWY | UST-1652 | City/Town Government | 1 | 1971-06-01 | Permanently Closed | 1000 | Gasoline
WEST GREENWICH | WEST GREENWICH TOWN GARAGE | 280 VICTORY HWY | UST-1652 | City/Town Government | 2 | 1970-08-01 | Permanently Closed | 1000 | Heating Oil No.2
WEST GREENWICH | WEST GREENWICH TOWN GARAGE | 280 VICTORY HWY | UST-1652 | City/Town Government | 3 | 1970-08-01 | In Use | 1000 | Heating Oil No.2
WEST GREENWICH | WEST GREENWICH TOWN GARAGE | 280 VICTORY HWY | UST-1652 | City/Town Government | 4 | 1984-10-09 | Permanently Closed | 1000 | Heating Oil No.2
WEST GREENWICH | WEST GREENWICH TRAVEL CENTER | 849 VICTORY HWY | UST-142 | Gasoline Station | 1 | 1974-03-01 | Permanently Closed | 10000 | Gasoline
WEST GREENWICH | WEST GREENWICH TRAVEL CENTER | 849 VICTORY HWY | UST-142 | Gasoline Station | 2 | 1974-03-01 | Permanently Closed | 10000 | Gasoline
WEST GREENWICH | WEST GREENWICH TRAVEL CENTER | 849 VICTORY HWY | UST-142 | Gasoline Station | 3 | 1974-03-01 | Permanently Closed | 10000 | Diesel
WEST GREENWICH | WEST GREENWICH TRAVEL CENTER | 849 VICTORY HWY | UST-142 | Gasoline Station | 4 | 1987-03-10 | Permanently Closed | 12000 | Diesel | Single Walled | 2013-12-05
WEST GREENWICH | WEST GREENWICH TRAVEL CENTER | 849 VICTORY HWY | UST-142 | Gasoline Station | 5 | 1974-03-01 | Permanently Closed | 15000 | Diesel
WEST GREENWICH | WEST GREENWICH TRAVEL CENTER | 849 VICTORY HWY | UST-142 | Gasoline Station | 6 | 1987-03-10 | Permanently Closed | 12000 | Diesel | Single Walled | 2013-12-05
WEST GREENWICH | WEST GREENWICH TRAVEL CENTER | 849 VICTORY HWY | UST-142 | Gasoline Station | 7 | 1996-10-27 | In Use | 12000 | Gasoline | Double Walled | 2014-03-14
WEST GREENWICH | WEST GREENWICH TRAVEL CENTER | 849 VICTORY HWY | UST-142 | Gasoline Station | 8 | 1996-10-27 | In Use | 8000 | Gasoline | Double Walled | 2014-03-14
WEST GREENWICH | WEST GREENWICH TRAVEL CENTER | 849 VICTORY HWY | UST-142 | Gasoline Station | 9 | 2014-10-09 | In Use | 8000 | Motor Oil | Double Walled | 2014-10-20
WEST GREENWICH | WEST GREENWICH TRAVEL CENTER | 849 VICTORY HWY | UST-142 | Gasoline Station | 10 | 2014-10-09 | In Use | 4000 | Waste Oil | Double Walled | 2014-10-20
WEST GREENWICH | WEST GREENWICH TRAVEL CENTER | 849 VICTORY HWY | UST-142 | Gasoline Station | 11 | 2014-10-09 | In Use | 2500 | Mixture | Double Walled | 2014-10-20
WEST GREENWICH | WEST GREENWICH TRAVEL CENTER | 849 VICTORY HWY | UST-142 | Gasoline Station | 12 | 2018-08-20 | In Use | 20000 | Diesel | Double Walled | 2013-12-05
WEST GREENWICH | WEST GREENWICH TRAVEL CENTER | 849 VICTORY HWY | UST-142 | Gasoline Station | 13 | 2018-08-20 | In Use | 20000 | Diesel | Double Walled | 2019-01-31
WEST WARWICK | 10 NESTOR APARTMENTS | 10 NESTOR ST | UST-4496 | Multiple Residence | 1 | 1984-10-09 | Permanently Closed | 500 | Waste Oil
WEST WARWICK | 100 PAWTUXET TERRACE | 100 PAWTUXET TERRACE | UST-18337 | Commercials | 1 | 1984-10-09 | Permanently Closed | 1000 | Heating Oil No.2
WEST WARWICK | 1704 ASSOCIATES PROPERTY | 610 PROVIDENCE ST | UST-19130 | Commercials | 1 | 1984-10-09 | Permanently Closed | 2000 | Heating Oil No.2
WEST WARWICK | 7 COLVIN STREET BUILDING | 7 COLVIN ST | UST-4925 | Multiple Residence | 1 | null | Permanently Closed | 2000 | Heating Oil No.2
WEST WARWICK | ACE DYEING | 125 PROVIDENCE ST | UST-15217 | Commercials | 1 | 1984-10-09 | Permanently Closed | 10000 | Heating Oil No.6
WEST WARWICK | ADMINISTRATION BUILDING | 300 PROVIDENCE ST | UST-1349 | City/Town Government | 1 | 1997-05-13 | Permanently Closed | 1000 | Heating Oil No.2
WEST WARWICK | AGWAY PETROLEUM | 90 HAY ST | UST-15094 | Commercials | 1 | 1984-10-09 | Permanently Closed | 5000 | Gasoline
WEST WARWICK | AGWAY PETROLEUM | 90 HAY ST | UST-15094 | Commercials | 2 | 1984-10-09 | Permanently Closed | 5000 | Gasoline
WEST WARWICK | AGWAY PETROLEUM | 90 HAY ST | UST-15094 | Commercials | 3 | 1984-10-09 | Permanently Closed | 5000 | Gasoline
WEST WARWICK | AGWAY PETROLEUM | 90 HAY ST | UST-15094 | Commercials | 4 | 1984-10-09 | Permanently Closed | 15000 | Gasoline
WEST WARWICK | AGWAY PETROLEUM | 90 HAY ST | UST-15094 | Commercials | 5 | 1984-10-09 | Permanently Closed | 15000 | Gasoline
WEST WARWICK | AGWAY PETROLEUM | 90 HAY ST | UST-15094 | Commercials | 6 | 1984-10-09 | Permanently Closed | 1000 | Gasoline
WEST WARWICK | AGWAY PETROLEUM | 90 HAY ST | UST-15094 | Commercials | 7 | 1984-10-09 | Permanently Closed | 1000 | Gasoline
WEST WARWICK | AGWAY PETROLEUM | 90 HAY ST | UST-15094 | Commercials | 8 | 1984-10-09 | Permanently Closed | 275 | Waste Oil
WEST WARWICK | ALFRED R. D'AMBROSCA | 12 LAUREL LN | UST-2277 | Private Residence | 1 | 1971-01-01 | In Use | 1500 | Heating Oil No.2
WEST WARWICK | AMERICAN POWER CONVERSIONS - (FORMER BIF) | 1600 DIVISION RD | UST-15495 | Commercials | 1 | 1984-10-09 | Permanently Closed | 2000 | Waste Oil
WEST WARWICK | AMERICAN POWER CONVERSIONS - (FORMER BIF) | 1600 DIVISION RD | UST-15495 | Commercials | 2 | 1984-10-09 | Permanently Closed | 1000 | Diesel
WEST WARWICK | APARTMENT HOUSE | 89 LONSDALE ST | UST-4215 | Multiple Residence | 1 | 1984-10-09 | Permanently Closed | 2000 | Heating Oil No.2
WEST WARWICK | APARTMENT HOUSE | 89 LONSDALE ST | UST-4215 | Multiple Residence | 2 | 1984-10-09 | Permanently Closed | 2000 | Heating Oil No.2
WEST WARWICK | ARCTIC MILL | 33 FACTORY ST | UST-3555 | Industrial | 1 | 1981-04-01 | Permanently Closed | 15000 | Heating Oil No.6
WEST WARWICK | ARISTA DEVELOPMENT PROPERTY | 1 COWESETT AVE | UST-4097 | Commercials | 1 | 1984-10-09 | Permanently Closed | 1000 | Heating Oil No.2
WEST WARWICK | ATLAS INSULATION COMPANY, INC. | 20 ASTER ST | UST-19304 | Commercials | 1 | 1984-10-09 | Permanently Closed | 1000 | Heating Oil No.2
WEST WARWICK | ATLAS INSULATION COMPANY, INC. | 20 ASTER ST | UST-19304 | Commercials | 2 | 1984-10-09 | Permanently Closed | 1000 | Heating Oil No.2
WEST WARWICK | ATLAS INSULATION COMPANY, INC. | 20 ASTER ST | UST-19304 | Commercials | 3 | 1984-10-09 | Permanently Closed | 1000 | Heating Oil No.2
WEST WARWICK | B & B CYLINDER HEAD, INC. | 320 WASHINGTON ST | UST-3992 | Commercials | 1 | 1984-10-09 | Permanently Closed | 1000 | Heating Oil No.2
WEST WARWICK | BALD HILL DODGE | 1035 BALD HILL RD | UST-1559 | Commercials | 1 | 1966-02-01 | Permanently Closed | 1000 | Heating Oil No.2
WEST WARWICK | BALD HILL DODGE | 1035 BALD HILL RD | UST-1559 | Commercials | 2 | 1981-02-01 | Permanently Closed | 500 | Heating Oil No.2
WEST WARWICK | BALD HILL DODGE | 1035 BALD HILL RD | UST-1559 | Commercials | 3 | 1985-02-01 | Permanently Closed | 1000 | Heating Oil No.2
WEST WARWICK | BALD HILL DODGE | 1035 BALD HILL RD | UST-1559 | Commercials | 4 | 1984-10-09 | Permanently Closed | 275 | Waste Oil
WEST WARWICK | BALD HILL DODGE | 1035 BALD HILL RD | UST-1559 | Commercials | 5 | 1984-10-09 | Permanently Closed | 500 | Unknown
WEST WARWICK | BALD HILL ROAD PUMPING STATION | BALD HILL RD | UST-3125 | State Government | 1 | 1985-03-01 | Permanently Closed | 550 | Diesel | Double Walled
WEST WARWICK | BALISE SUBARU | 561 QUAKER LN | UST-4597 | Commercials | 1 | 2014-05-13 | In Use | 2000 | Waste Oil | Double Walled | 2014-05-01
WEST WARWICK | BALISE SUBARU | 561 QUAKER LN | UST-4597 | Commercials | 2 | 2014-05-13 | In Use | 1250 | Motor Oil | Double Walled | 2014-05-01
WEST WARWICK | BALISE SUBARU | 561 QUAKER LN | UST-4597 | Commercials | 3 | 2014-05-13 | In Use | 750 | Motor Oil | Double Walled | 2014-05-01
WEST WARWICK | BREVER'S AUTO SERVICE, INC. | 700 MAIN ST | UST-679 | Gasoline Station | 1 | 1976-04-01 | Permanently Closed | 3000 | Gasoline
WEST WARWICK | BREVER'S AUTO SERVICE, INC. | 700 MAIN ST | UST-679 | Gasoline Station | 2 | 1973-04-01 | Permanently Closed | 2000 | Gasoline
WEST WARWICK | BREVER'S AUTO SERVICE, INC. | 700 MAIN ST | UST-679 | Gasoline Station | 3 | 1958-04-01 | Permanently Closed | 5000 | Gasoline
WEST WARWICK | BREVER'S AUTO SERVICE, INC. | 700 MAIN ST | UST-679 | Gasoline Station | 4 | 1958-04-01 | Permanently Closed | 5000 | Gasoline
WEST WARWICK | BREVER'S AUTO SERVICE, INC. | 700 MAIN ST | UST-679 | Gasoline Station | 5 | 1984-10-09 | Permanently Closed | 275 | Waste Oil
WEST WARWICK | BRINDAMOUR'S, INC. | 60 PROVIDENCE ST | UST-390 | Commercials | 1 | 1970-04-01 | Permanently Closed | 12000 | Heating Oil No.2
WEST WARWICK | BRINDAMOUR'S, INC. | 60 PROVIDENCE ST | UST-390 | Commercials | 2 | 1970-04-01 | Permanently Closed | 10000 | Heating Oil No.2
WEST WARWICK | BRINDAMOUR'S, INC. | 60 PROVIDENCE ST | UST-390 | Commercials | 3 | 1970-04-01 | Permanently Closed | 10000 | Heating Oil No.2
WEST WARWICK | BRINDAMOUR'S, INC. | 60 PROVIDENCE ST | UST-390 | Commercials | 4 | 1970-04-01 | Permanently Closed | 10000 | Heating Oil No.2
WEST WARWICK | BRINDAMOUR'S, INC. | 60 PROVIDENCE ST | UST-390 | Commercials | 5 | 1955-04-01 | Permanently Closed | 20000 | Kerosene
WEST WARWICK | BRINDAMOUR'S, INC. | 60 PROVIDENCE ST | UST-390 | Commercials | 6 | 1955-04-01 | Permanently Closed | 5000 | Heating Oil No.2
WEST WARWICK | BRINDAMOUR'S, INC. | 60 PROVIDENCE ST | UST-390 | Commercials | 7 | 1955-04-01 | Permanently Closed | 10000 | Kerosene
WEST WARWICK | BRINDAMOUR'S, INC. | 60 PROVIDENCE ST | UST-390 | Commercials | 8 | 1955-04-01 | Permanently Closed | 3000 | Kerosene
WEST WARWICK | BRINDAMOUR'S, INC. | 60 PROVIDENCE ST | UST-390 | Commercials | 9 | 1955-04-01 | Permanently Closed | 2000 | Gasoline
WEST WARWICK | BRINDAMOUR'S, INC. | 60 PROVIDENCE ST | UST-390 | Commercials | 10 | 1955-04-01 | Permanently Closed | 2000 | Gasoline
WEST WARWICK | BRINDAMOUR'S, INC. | 60 PROVIDENCE ST | UST-390 | Commercials | 11 | 1955-04-01 | Permanently Closed | 10000 | Gasoline
WEST WARWICK | BRINDAMOUR'S, INC. | 60 PROVIDENCE ST | UST-390 | Commercials | 12 | 1955-04-01 | Permanently Closed | 10000 | Gasoline
WEST WARWICK | BROOKSIDE PACKAGE STORE | 1185 MAIN ST | UST-18767 | Commercials | 1 | 1984-10-09 | Permanently Closed | 1000 | Heating Oil No.2
WEST WARWICK | BROOKWOOD FINANCIAL PARTNERS LLC | 1600 DIVISION RD | UST-2906 | Commercials | 1 | 1974-04-01 | Permanently Closed | 1000 | Heating Oil No.2
WEST WARWICK | CARTIER BROS., INC. | 109-119 CLEVELAND ST | UST-19105 | Commercials | 1 | 1984-10-09 | Permanently Closed | 500 | Heating Oil No.2
WEST WARWICK | CASCO REALTY LLC (FORMER WEBBER CHEV.) | 885 QUAKER LN | UST-16889 | Commercials | 1 | 1984-10-09 | Permanently Closed | 1000 | Waste Oil
WEST WARWICK | CASCO REALTY LLC (FORMER WEBBER CHEV.) | 885 QUAKER LN | UST-16889 | Commercials | 2 | 1984-10-09 | Permanently Closed | 500 | Waste Oil
WEST WARWICK | CATHERINE BOLSTER | 82 POND ST | UST-16573 | Commercials | 1 | 1984-10-09 | Permanently Closed | 10500 | Heating Oil No.2
WEST WARWICK | CATHERINE BOLSTER | 82 POND ST | UST-16573 | Commercials | 2 | 1984-10-09 | Permanently Closed | 12500 | Heating Oil No.2
WEST WARWICK | CATHERINE BOLSTER | 82 POND ST | UST-16573 | Commercials | 3 | 1984-10-09 | Permanently Closed | 12500 | Heating Oil No.2
WEST WARWICK | CATHERINE BOLSTER | 82 POND ST | UST-16573 | Commercials | 4 | 1984-10-09 | Permanently Closed | 2000 | Heating Oil No.2
WEST WARWICK | CENTERVILLE CORPORATION | 1294 MAIN ST | UST-15435 | Commercials | 1 | 1984-10-09 | Permanently Closed | 500 | Heating Oil No.2
WEST WARWICK | CENTERVILLE CORPORATION | 1294 MAIN ST | UST-15435 | Commercials | 2 | 1984-10-09 | Permanently Closed | 500 | Heating Oil No.2
WEST WARWICK | CENTERVILLE CORPORATION | 1294 MAIN ST | UST-15435 | Commercials | 3 | 1984-10-09 | Permanently Closed | 500 | Heating Oil No.2
WEST WARWICK | CENTERVILLE CORPORATION | 1294 MAIN ST | UST-15435 | Commercials | 4 | 1984-10-09 | Permanently Closed | 275 | Gasoline
WEST WARWICK | CENTERVILLE CORPORATION | 1294 MAIN ST | UST-15435 | Commercials | 5 | 1984-10-09 | Permanently Closed | 500 | Heating Oil No.2
WEST WARWICK | CENTERVILLE MILL (FORMERLY) | 1 BRIDAL AVE | UST-2352 | Industrial | 1 | 1978-04-01 | Permanently Closed | 2500 | Heating Oil No.2
WEST WARWICK | CENTERVILLE MILL (FORMERLY) | 1 BRIDAL AVE | UST-2352 | Industrial | 2 | 1984-10-09 | Permanently Closed | 1000 | Heating Oil No.2
WEST WARWICK | CENTERVILLE SAVINGS BANK | 1218 MAIN ST | UST-2343 | Other | 1 | 1984-10-09 | Permanently Closed | 2000 | Heating Oil No.2
WEST WARWICK | CENTERVILLE SAVINGS BANK | 1218 MAIN ST | UST-2343 | Other | 2 | 1984-10-09 | Permanently Closed | 1000 | Heating Oil No.2
WEST WARWICK | CENTERVILLE SAVINGS BANK | 1218 MAIN ST | UST-2343 | Other | 3 | 1980-05-01 | Permanently Closed | 1000 | Heating Oil No.2
WEST WARWICK | CENTERVILLE SAVINGS BANK | 1218 MAIN ST | UST-2343 | Other | 4 | 1988-05-01 | Permanently Closed | 2000 | Diesel
WEST WARWICK | CENTERVILLE SAVINGS BANK | 1218 MAIN ST | UST-2343 | Other | 5 | 1988-05-01 | Permanently Closed | 2000 | Heating Oil No.2
WEST WARWICK | CHASE MACHINE COMPANY | 1370 MAIN ST | UST-154 | Gasoline Station | 1 | 1984-10-09 | Permanently Closed | 2000 | Gasoline
WEST WARWICK | CHASE MACHINE COMPANY | 1370 MAIN ST | UST-154 | Gasoline Station | 2 | 1984-10-09 | Permanently Closed | 2000 | Waste Oil
WEST WARWICK | CHASE MACHINE COMPANY | 1370 MAIN ST | UST-154 | Gasoline Station | 3 | 1984-10-09 | Permanently Closed | 2000 | Waste Oil
WEST WARWICK | CHASE MACHINE COMPANY | 1370 MAIN ST | UST-154 | Gasoline Station | 4 | 1984-10-09 | Permanently Closed | 550 | Heating Oil No.2
WEST WARWICK | CHASE MACHINE COMPANY | 1370 MAIN ST | UST-154 | Gasoline Station | 5 | 1984-10-09 | Permanently Closed | 6000 | Gasoline
WEST WARWICK | CHASE MACHINE COMPANY | 1370 MAIN ST | UST-154 | Gasoline Station | 6 | 1984-10-09 | Permanently Closed | 4000 | Heating Oil No.2
WEST WARWICK | CHRIST THE KING CHURCH | 120 LEGRIS AVE | UST-2010 | Other | 1 | 1956-05-01 | Permanently Closed | 5000 | Heating Oil No.2
WEST WARWICK | CHRIST THE KING CHURCH | 120 LEGRIS AVE | UST-2010 | Other | 2 | 1959-05-01 | Permanently Closed | 1000 | Heating Oil No.2
WEST WARWICK | CHRIST THE KING CHURCH | 120 LEGRIS AVE | UST-2010 | Other | 3 | 1958-05-01 | Permanently Closed | 1000 | Heating Oil No.2
WEST WARWICK | CHURCH OF OUR LADY OF GOOD COUNSEL | 62 PLEASANT ST | UST-2007 | Other | 1 | 1984-10-09 | In Use | 2500 | Heating Oil No.2
WEST WARWICK | CHURCH OF OUR LADY OF GOOD COUNSEL | 62 PLEASANT ST | UST-2007 | Other | 2 | 1984-10-09 | Permanently Closed | 1000 | Heating Oil No.2
WEST WARWICK | CITIZENS BANK | 1220 MAIN ST | UST-3290 | Commercials | 1 | 1970-01-01 | Permanently Closed | 500 | Heating Oil No.2
WEST WARWICK | CLYDE PUMP STATION | 970 MAIN ST | UST-3294 | City/Town Government | 1 | 1991-08-01 | Permanently Closed | 1000 | Diesel | Double Walled
WEST WARWICK | CLYDE TOWER | 1021 MAIN ST | UST-2176 | City/Town Government | 1 | 1984-11-01 | Permanently Closed | 2000 | Diesel
WEST WARWICK | CORENCO | RIVERDALE CT | UST-2175 | Commercials | 1 | 1979-10-01 | Permanently Closed | 4000 | Diesel
WEST WARWICK | CORP. BROS. MFG. | 100 PULASKI ST | UST-18570 | Commercials | 1 | 1984-10-09 | Permanently Closed | 2000 | Heating Oil No.2
WEST WARWICK | COWESETT SUN SERVICE LLC | 128 COWESETT AVE | UST-641 | Gasoline Station | 1 | 1975-10-01 | Permanently Closed | 6000 | Gasoline
WEST WARWICK | COWESETT SUN SERVICE LLC | 128 COWESETT AVE | UST-641 | Gasoline Station | 2 | 1975-10-01 | Permanently Closed | 6000 | Gasoline
WEST WARWICK | COWESETT SUN SERVICE LLC | 128 COWESETT AVE | UST-641 | Gasoline Station | 3 | 1975-10-01 | Permanently Closed | 6000 | Gasoline
WEST WARWICK | COWESETT SUN SERVICE LLC | 128 COWESETT AVE | UST-641 | Gasoline Station | 4 | 1975-10-01 | Permanently Closed | 550 | Waste Oil
WEST WARWICK | COWESETT SUN SERVICE LLC | 128 COWESETT AVE | UST-641 | Gasoline Station | 5 | 1975-10-01 | Permanently Closed | 550 | Heating Oil No.2
WEST WARWICK | COWESETT SUN SERVICE LLC | 128 COWESETT AVE | UST-641 | Gasoline Station | 6 | 1993-11-01 | In Use | 10000 | Gasoline | Double Walled | 2003-11-01
WEST WARWICK | COWESETT SUN SERVICE LLC | 128 COWESETT AVE | UST-641 | Gasoline Station | 7 | 1993-11-01 | In Use | 10000 | Gasoline | Double Walled | 2003-11-01
WEST WARWICK | COWESETT SUN SERVICE LLC | 128 COWESETT AVE | UST-641 | Gasoline Station | 8 | 1993-11-01 | In Use | 10000 | Gasoline | Double Walled | 2003-11-01
WEST WARWICK | COWESETT SUN SERVICE LLC | 128 COWESETT AVE | UST-641 | Gasoline Station | 9 | 1984-10-09 | Permanently Closed | 275 | Heating Oil No.2
WEST WARWICK | CROMPTON VETS ORGANIZATION WWII | 37 HEPBURN ST | UST-4500 | Commercials | 1 | 1984-10-09 | Permanently Closed | 1000 | Heating Oil No.2
WEST WARWICK | CUMBERLAND FARMS, INC #3876 | 295 LEGRIS AVE | UST-1057 | Gasoline Station | 1 | 1972-04-01 | Permanently Closed | 550 | Heating Oil No.2
WEST WARWICK | CUMBERLAND FARMS, INC #3876 | 295 LEGRIS AVE | UST-1057 | Gasoline Station | 2 | 1995-12-01 | Permanently Closed | 600 | Heating Oil No.2 | Double Walled
WEST WARWICK | CUMBERLAND FARMS, INC #3876 | 295 LEGRIS AVE | UST-1057 | Gasoline Station | 3 | 1972-04-01 | Permanently Closed | 550 | Waste Oil
WEST WARWICK | CUMBERLAND FARMS, INC #3876 | 295 LEGRIS AVE | UST-1057 | Gasoline Station | 4 | 1972-04-01 | Permanently Closed | 4000 | Gasoline
WEST WARWICK | CUMBERLAND FARMS, INC #3876 | 295 LEGRIS AVE | UST-1057 | Gasoline Station | 5 | 1972-04-01 | Permanently Closed | 4000 | Gasoline
WEST WARWICK | CUMBERLAND FARMS, INC #3876 | 295 LEGRIS AVE | UST-1057 | Gasoline Station | 6 | 1972-04-01 | Permanently Closed | 4000 | Gasoline
WEST WARWICK | CUMBERLAND FARMS, INC #3876 | 295 LEGRIS AVE | UST-1057 | Gasoline Station | 7 | 1972-04-01 | Permanently Closed | 4000 | Gasoline
WEST WARWICK | CUMBERLAND FARMS, INC #3876 | 295 LEGRIS AVE | UST-1057 | Gasoline Station | 8 | 1972-04-01 | Permanently Closed | 4000 | Gasoline
WEST WARWICK | CUMBERLAND FARMS, INC #3876 | 295 LEGRIS AVE | UST-1057 | Gasoline Station | 9 | 1972-04-01 | Permanently Closed | 4000 | Gasoline
WEST WARWICK | CUMBERLAND FARMS, INC #3876 | 295 LEGRIS AVE | UST-1057 | Gasoline Station | 10 | 1984-04-01 | Permanently Closed | 4000 | Diesel | Single Walled
WEST WARWICK | CUMBERLAND FARMS, INC #3876 | 295 LEGRIS AVE | UST-1057 | Gasoline Station | 11 | 1995-01-01 | In Use | 6000 | Gasoline | Double Walled | 2014-03-11
WEST WARWICK | CUMBERLAND FARMS, INC #3876 | 295 LEGRIS AVE | UST-1057 | Gasoline Station | 12 | 1995-01-01 | In Use | 6000 | Gasoline | Double Walled | 2015-03-11
WEST WARWICK | CUMBERLAND FARMS, INC #3876 | 295 LEGRIS AVE | UST-1057 | Gasoline Station | 13 | 1995-01-01 | In Use | 6000 | Gasoline | Double Walled | 2014-03-11
WEST WARWICK | CUMBERLAND FARMS, INC #3876 | 295 LEGRIS AVE | UST-1057 | Gasoline Station | 14 | 1995-01-01 | In Use | 6000 | Diesel | Double Walled | 2014-03-11
WEST WARWICK | CUMBERLAND FARMS, INC #3876 | 295 LEGRIS AVE | UST-1057 | Gasoline Station | 15 | 2013-12-13 | In Use | 20000 | Gasoline | Double Walled | 2014-03-11
WEST WARWICK | CUMBERLAND FARMS, INC. #3860 | 244 WASHINGTON ST | UST-3121 | Gasoline Station | 1 | 1986-03-01 | Permanently Closed | 8000 | Gasoline | Single Walled | 1998-08-31
WEST WARWICK | CUMBERLAND FARMS, INC. #3860 | 244 WASHINGTON ST | UST-3121 | Gasoline Station | 2 | 1986-03-01 | Permanently Closed | 8000 | Gasoline | Single Walled | 1998-08-31
WEST WARWICK | CUMBERLAND FARMS, INC. #3860 | 244 WASHINGTON ST | UST-3121 | Gasoline Station | 3 | 1986-03-01 | Permanently Closed | 8000 | Gasoline | Single Walled | 1998-08-31
WEST WARWICK | CUMBERLAND FARMS, INC. #3860 | 244 WASHINGTON ST | UST-3121 | Gasoline Station | 4 | 2017-11-20 | In Use | 12000 | Gasoline | Double Walled | 2017-11-29
WEST WARWICK | CUMBERLAND FARMS, INC. #3860 | 244 WASHINGTON ST | UST-3121 | Gasoline Station | 5 | 2017-11-20 | In Use | 6000 | Gasoline | Double Walled | 2017-11-29
WEST WARWICK | CUMBERLAND FARMS, INC. #3860 | 244 WASHINGTON ST | UST-3121 | Gasoline Station | 6 | 2017-11-20 | In Use | 6000 | Gasoline | Double Walled | 2017-11-29
WEST WARWICK | CUMBERLAND FARMS, INC. #3807 | 704 MAIN ST | UST-741 | Gasoline Station | 1 | 1973-06-01 | Permanently Closed | 6000 | Gasoline
WEST WARWICK | CUMBERLAND FARMS, INC. #3807 | 704 MAIN ST | UST-741 | Gasoline Station | 2 | 1973-06-01 | Permanently Closed | 6000 | Gasoline
WEST WARWICK | CUMBERLAND FARMS, INC. #3807 | 704 MAIN ST | UST-741 | Gasoline Station | 3 | 1973-06-01 | Permanently Closed | 6000 | Gasoline
WEST WARWICK | CUMBERLAND FARMS, INC. #3807 | 704 MAIN ST | UST-741 | Gasoline Station | 4 | 1973-06-01 | Permanently Closed | 6000 | Gasoline
WEST WARWICK | CUMBERLAND FARMS, INC. #3807 | 704 MAIN ST | UST-741 | Gasoline Station | 5 | 1997-04-03 | In Use | 8000 | Gasoline | Double Walled | 2024-10-07
WEST WARWICK | CUMBERLAND FARMS, INC. #3807 | 704 MAIN ST | UST-741 | Gasoline Station | 6 | 1997-04-03 | In Use | 8000 | Gasoline | Double Walled | 2024-10-07
WEST WARWICK | CUMBERLAND FARMS, INC. #3807 | 704 MAIN ST | UST-741 | Gasoline Station | 7 | 1997-04-03 | In Use | 8000 | Gasoline | Double Walled | 2024-10-07
WEST WARWICK | CUMBERLAND FARMS, INC. #3814 | 278 COWESETT AVE | UST-747 | Gasoline Station | 1 | 1974-04-01 | Permanently Closed | 10040 | Gasoline
WEST WARWICK | CUMBERLAND FARMS, INC. #3814 | 278 COWESETT AVE | UST-747 | Gasoline Station | 2 | 1974-04-01 | Permanently Closed | 10040 | Gasoline
WEST WARWICK | CUMBERLAND FARMS, INC. #3814 | 278 COWESETT AVE | UST-747 | Gasoline Station | 3 | 1997-11-18 | Permanently Closed | 10000 | Gasoline | Double Walled
WEST WARWICK | CUMBERLAND FARMS, INC. #3814 | 278 COWESETT AVE | UST-747 | Gasoline Station | 4 | 1997-11-18 | Permanently Closed | 10000 | Gasoline | Double Walled
WEST WARWICK | CUMBERLAND FARMS, INC. #3814 | 278 COWESETT AVE | UST-747 | Gasoline Station | 5 | 1997-11-18 | Permanently Closed | 8000 | Gasoline | Double Walled
WEST WARWICK | CUMBERLAND FARMS, INC. #3814 | 278 COWESETT AVE | UST-747 | Gasoline Station | 6 | 2014-07-31 | In Use | 8000 | Diesel | Double Walled | 2014-08-21
WEST WARWICK | CUMBERLAND FARMS, INC. #3814 | 278 COWESETT AVE | UST-747 | Gasoline Station | 7 | 2014-07-31 | In Use | 12000 | Gasoline | Double Walled | 2014-08-21
WEST WARWICK | CUMBERLAND FARMS, INC. #3814 | 278 COWESETT AVE | UST-747 | Gasoline Station | 8 | 2014-07-31 | In Use | 12000 | Gasoline | Double Walled | 2014-08-21
WEST WARWICK | CUMBERLAND FARMS, INC. #3814 | 278 COWESETT AVE | UST-747 | Gasoline Station | 9 | 2014-07-31 | In Use | 8000 | Gasoline | Double Walled | 2014-08-21
WEST WARWICK | DAVID & BEV LUZ | 30 CLEVELAND ST | UST-15930 | Private Residence | 1 | 1984-10-09 | Permanently Closed | 1200 | Heating Oil No.2
WEST WARWICK | DE ANGELIS MANOR I | 825 WAKEFIELD ST | UST-18553 | Commercials | 1 | 1984-10-09 | Permanently Closed | 500 | Diesel
WEST WARWICK | DEANCO | 836 MAIN ST | UST-17149 | Commercials | 1 | 1984-10-09 | Permanently Closed | 4000 | Gasoline
WEST WARWICK | DEANCO | 836 MAIN ST | UST-17149 | Commercials | 2 | 1984-10-09 | Permanently Closed | 4000 | Gasoline
WEST WARWICK | DEANCO | 836 MAIN ST | UST-17149 | Commercials | 3 | 1984-10-09 | Permanently Closed | 0 | Gasoline
WEST WARWICK | DEANCO | 836 MAIN ST | UST-17149 | Commercials | 4 | 1984-10-09 | Permanently Closed | 4000 | Gasoline
WEST WARWICK | DEANCO | 836 MAIN ST | UST-17149 | Commercials | 5 | 1984-10-09 | Permanently Closed | 4000 | Gasoline
WEST WARWICK | DEANCO | 836 MAIN ST | UST-17149 | Commercials | 6 | 1984-10-09 | Permanently Closed | 500 | Heating Oil No.2
WEST WARWICK | DEANCO | 836 MAIN ST | UST-17149 | Commercials | 7 | 1984-10-09 | Permanently Closed | 1000 | Waste Oil
WEST WARWICK | DEANGELIS MANOR II | 845 WAKEFIELD ST | UST-18574 | Commercials | 1 | 1984-10-09 | Permanently Closed | 500 | Diesel
WEST WARWICK | DODD'S TRANSPORTATION, INC. | 48 MAPLE ST | UST-1801 | Commercials | 1 | 1968-08-01 | Permanently Closed | 2000 | Gasoline
WEST WARWICK | DODD'S TRANSPORTATION, INC. | 48 MAPLE ST | UST-1801 | Commercials | 2 | 1982-06-01 | Permanently Closed | 1000 | Diesel
WEST WARWICK | DODD'S TRANSPORTATION, INC. | 48 MAPLE ST | UST-1801 | Commercials | 3 | 1962-05-01 | Permanently Closed | 2000 | Heating Oil No.2
WEST WARWICK | DODD'S TRANSPORTATION, INC. | 48 MAPLE ST | UST-1801 | Commercials | 4 | 1972-05-01 | Permanently Closed | 1000 | Heating Oil No.2
WEST WARWICK | DSM NEOSOL, INC. | GREEN HILL & MARKET ST | UST-120 | Industrial | 1 | 1973-03-01 | Permanently Closed | 4000 | Hazardous Substance
WEST WARWICK | DSM NEOSOL, INC. | GREEN HILL & MARKET ST | UST-120 | Industrial | 2 | 1975-03-01 | Permanently Closed | 4000 | Hazardous Substance
WEST WARWICK | DSM NEOSOL, INC. | GREEN HILL & MARKET ST | UST-120 | Industrial | 3 | 1960-03-01 | Permanently Closed | 1000 | Hazardous Substance
WEST WARWICK | DSM NEOSOL, INC. | GREEN HILL & MARKET ST | UST-120 | Industrial | 4 | 1960-03-01 | Permanently Closed | 1000 | Hazardous Substance
WEST WARWICK | DSM NEOSOL, INC. | GREEN HILL & MARKET ST | UST-120 | Industrial | 5 | 1975-03-01 | Permanently Closed | 2000 | Hazardous Substance
WEST WARWICK | DSM NEOSOL, INC. | GREEN HILL & MARKET ST | UST-120 | Industrial | 6 | 1973-03-01 | Permanently Closed | 4000 | Hazardous Substance
WEST WARWICK | DSM NEOSOL, INC. | GREEN HILL & MARKET ST | UST-120 | Industrial | 7 | 1969-03-01 | Permanently Closed | 4000 | Hazardous Substance
WEST WARWICK | DSM NEOSOL, INC. | GREEN HILL & MARKET ST | UST-120 | Industrial | 8 | 1969-03-01 | Permanently Closed | 1000 | Hazardous Substance
WEST WARWICK | DSM NEOSOL, INC. | GREEN HILL & MARKET ST | UST-120 | Industrial | 9 | 1975-03-01 | Permanently Closed | 4000 | Hazardous Substance
WEST WARWICK | DSM NEOSOL, INC. | GREEN HILL & MARKET ST | UST-120 | Industrial | 10 | 1975-03-01 | Permanently Closed | 2000 | Hazardous Substance
WEST WARWICK | DSM NEOSOL, INC. | GREEN HILL & MARKET ST | UST-120 | Industrial | 11 | 1977-03-01 | Permanently Closed | 4000 | Heating Oil No.2
WEST WARWICK | DSM NEOSOL, INC. | GREEN HILL & MARKET ST | UST-120 | Industrial | 12 | 1984-10-09 | Permanently Closed | 5000 | Hazardous Substance
WEST WARWICK | DSM NEOSOL, INC. | GREEN HILL & MARKET ST | UST-120 | Industrial | 13 | 1984-10-09 | Permanently Closed | 5000 | Hazardous Substance
WEST WARWICK | DSM NEOSOL, INC. | GREEN HILL & MARKET ST | UST-120 | Industrial | 14 | 1984-10-09 | Permanently Closed | 15000 | Heating Oil No.2
WEST WARWICK | ECHO VALLEY APARTMENTS | 56 MAPLE AVE | UST-1134 | Commercials | 1 | 1978-04-01 | Permanently Closed | 15000 | Heating Oil No.2
WEST WARWICK | ELKS LODGE #1697 | 60 CLYDE ST | UST-17487 | Other | 1 | 1984-10-09 | Permanently Closed | 285 | Heating Oil No.2
WEST WARWICK | ELLIOTTS FURNITURE | 1321 MAIN ST | UST-18611 | Commercials | 1 | 1984-10-09 | Permanently Closed | 5000 | Heating Oil No.2
WEST WARWICK | ESTATE OF LILLIAN ROBINSON APARTMENTS | 65 COWESETT AVE | UST-18458 | Commercials | 1 | 1984-10-09 | Permanently Closed | 275 | Heating Oil No.2
WEST WARWICK | ESTATE OF LILLIAN ROBINSON APARTMENTS | 65 COWESETT AVE | UST-18458 | Commercials | 2 | 1984-10-09 | Permanently Closed | 275 | Heating Oil No.2
WEST WARWICK | ESTATE OF LILLIAN ROBINSON APARTMENTS | 65 COWESETT AVE | UST-18458 | Commercials | 3 | 1984-10-09 | Permanently Closed | 275 | Heating Oil No.2
WEST WARWICK | ESTATE OF LILLIAN ROBINSON APARTMENTS | 65 COWESETT AVE | UST-18458 | Commercials | 4 | 1984-10-09 | Permanently Closed | 275 | Heating Oil No.2
WEST WARWICK | EURO AUTO BODY | 938 MAIN ST | UST-16007 | Commercials | 1 | 1984-10-09 | Permanently Closed | 2000 | Gasoline
WEST WARWICK | EURO AUTO BODY | 938 MAIN ST | UST-16007 | Commercials | 2 | 1984-10-09 | Permanently Closed | 2000 | Gasoline
WEST WARWICK | EURO AUTO BODY | 938 MAIN ST | UST-16007 | Commercials | 3 | 1984-10-09 | Permanently Closed | 2000 | Gasoline
WEST WARWICK | EURO AUTO BODY | 938 MAIN ST | UST-16007 | Commercials | 4 | 1984-10-09 | Permanently Closed | 1500 | Diesel
WEST WARWICK | EURO AUTO BODY | 938 MAIN ST | UST-16007 | Commercials | 5 | 1984-10-09 | Permanently Closed | 4000 | Gasoline
WEST WARWICK | EURO AUTO BODY | 938 MAIN ST | UST-16007 | Commercials | 6 | 1984-10-09 | Permanently Closed | 1000 | Diesel
WEST WARWICK | EURO AUTO BODY | 938 MAIN ST | UST-16007 | Commercials | 7 | 1984-10-09 | Permanently Closed | 4000 | Gasoline
WEST WARWICK | EURO AUTO BODY | 938 MAIN ST | UST-16007 | Commercials | 8 | null | Permanently Closed | 4000 | Unknown
WEST WARWICK | EVOLUTION MILLS | 20 REMINGTON ST | UST-597 | Commercials | 1 | 1944-04-01 | Permanently Closed | 24000 | Heating Oil No.4
WEST WARWICK | EVOLUTION MILLS | 20 REMINGTON ST | UST-597 | Commercials | 2 | 1953-04-01 | Permanently Closed | 7000 | Heating Oil No.4
WEST WARWICK | EVOLUTION MILLS | 20 REMINGTON ST | UST-597 | Commercials | 3 | 1984-10-09 | Permanently Closed | 2000 | Heating Oil No.2
WEST WARWICK | F. DIZOGLIO AND SONS | 111 ENERGY WAY | UST-3122 | Commercials | 1 | 1986-06-01 | Permanently Closed | 2000 | Gasoline | Double Walled
WEST WARWICK | F. DIZOGLIO AND SONS | 111 ENERGY WAY | UST-3122 | Commercials | 2 | 1986-06-01 | Permanently Closed | 2000 | Diesel | Double Walled
WEST WARWICK | FEDOROWICZ | 100 PULASKI ST | UST-18470 | Commercials | 1 | 1984-10-09 | Permanently Closed | 12000 | Heating Oil No.6
WEST WARWICK | FIORE PONTIAC, INC. | 525 QUAKER LN | UST-3111 | Commercials | 1 | 1985-06-01 | Permanently Closed | 1000 | Motor Oil
WEST WARWICK | FIORE PONTIAC, INC. | 525 QUAKER LN | UST-3111 | Commercials | 2 | 1985-06-01 | Permanently Closed | 1000 | Waste Oil
WEST WARWICK | FIORE PONTIAC, INC. | 525 QUAKER LN | UST-3111 | Commercials | 3 | 1985-06-01 | Permanently Closed | 3000 | Gasoline
WEST WARWICK | FIRST BAPTIST CHURCH | 1613 MAIN ST | UST-4512 | Other | 1 | 1984-10-09 | Permanently Closed | 500 | Heating Oil No.2
WEST WARWICK | FLEET NATIONAL BANK | 5 WASHINGTON ST | UST-1363 | Commercials | 1 | 1949-07-01 | Permanently Closed | 1000 | Heating Oil No.2
WEST WARWICK | FORMER BEGOS BROTHERS, INC. | 1780 MAIN ST | UST-311 | Gasoline Station | 1 | 1975-03-01 | Permanently Closed | 3000 | Gasoline
WEST WARWICK | FORMER BEGOS BROTHERS, INC. | 1780 MAIN ST | UST-311 | Gasoline Station | 2 | 1975-03-01 | Permanently Closed | 3000 | Gasoline
WEST WARWICK | FORMER BEGOS BROTHERS, INC. | 1780 MAIN ST | UST-311 | Gasoline Station | 3 | 1975-03-01 | Permanently Closed | 3000 | Gasoline
WEST WARWICK | FORMER BEGOS BROTHERS, INC. | 1780 MAIN ST | UST-311 | Gasoline Station | 4 | 1965-03-01 | Permanently Closed | 550 | Waste Oil
WEST WARWICK | FORMER BEGOS BROTHERS, INC. | 1780 MAIN ST | UST-311 | Gasoline Station | 5 | 1999-07-27 | Permanently Closed | 6000 | Gasoline | Double Walled | 1999-07-27
WEST WARWICK | FORMER BEGOS BROTHERS, INC. | 1780 MAIN ST | UST-311 | Gasoline Station | 6 | 1999-07-27 | Permanently Closed | 4000 | Gasoline | Double Walled | 1999-07-27
WEST WARWICK | FORMER ROYAL MILLS FACILITY | 125 PROVIDENCE ST | UST-4014 | Industrial | 1 | 1984-10-09 | Permanently Closed | 5000 | Heating Oil No.2
WEST WARWICK | FORMER ROYAL MILLS FACILITY | 125 PROVIDENCE ST | UST-4014 | Industrial | 2 | 1984-10-09 | Permanently Closed | 5000 | Heating Oil No.2
WEST WARWICK | FOX RIDGE APARTMENTS | 1798 NEW LONDON TPKE | UST-17997 | Commercials | 1 | 1984-10-09 | Permanently Closed | 1000 | Heating Oil No.2
WEST WARWICK | FOX RIDGE APARTMENTS | 1798 NEW LONDON TPKE | UST-17997 | Commercials | 2 | 1984-10-09 | Permanently Closed | 1000 | Heating Oil No.2
WEST WARWICK | FOX RIDGE APARTMENTS | 1798 NEW LONDON TPKE | UST-17997 | Commercials | 3 | 1984-10-09 | Permanently Closed | 1000 | Heating Oil No.2
WEST WARWICK | FOX RIDGE APARTMENTS | 1798 NEW LONDON TPKE | UST-17997 | Commercials | 4 | 1984-10-09 | Permanently Closed | 1000 | Heating Oil No.2
WEST WARWICK | FOX RIDGE APARTMENTS | 1798 NEW LONDON TPKE | UST-17997 | Commercials | 5 | 1984-10-09 | Permanently Closed | 1000 | Heating Oil No.2
WEST WARWICK | FRED'S AUTO BODY | 268 WASHINGTON ST | UST-2981 | Commercials | 1 | 1984-10-09 | Permanently Closed | 1000 | Heating Oil No.2
WEST WARWICK | FRED'S AUTO BODY | 268 WASHINGTON ST | UST-2981 | Commercials | 2 | 1984-10-09 | Permanently Closed | 4000 | Gasoline
WEST WARWICK | FRED'S AUTO BODY | 268 WASHINGTON ST | UST-2981 | Commercials | 3 | 1984-10-09 | Permanently Closed | 4000 | Gasoline
WEST WARWICK | FRED'S AUTO BODY | 268 WASHINGTON ST | UST-2981 | Commercials | 4 | 1984-10-09 | Permanently Closed | 4000 | Gasoline
WEST WARWICK | FRED'S AUTO BODY | 268 WASHINGTON ST | UST-2981 | Commercials | 5 | 1984-10-09 | Permanently Closed | 4000 | Gasoline
WEST WARWICK | FRED'S AUTO BODY | 268 WASHINGTON ST | UST-2981 | Commercials | 6 | 1984-10-09 | Permanently Closed | 550 | Waste Oil
WEST WARWICK | FULL LIFE CHRISTIAN FELLOWSHIP | 57 PLEASANT ST | UST-4447 | Commercials | 1 | 1984-10-09 | Permanently Closed | 1000 | Heating Oil No.2
WEST WARWICK | G & B AUTOMOTIVE, INC. | 1 TIOGUE AVE | UST-137 | Gasoline Station | 1 | 1960-03-01 | Permanently Closed | 4000 | Gasoline
WEST WARWICK | G & B AUTOMOTIVE, INC. | 1 TIOGUE AVE | UST-137 | Gasoline Station | 2 | 1960-03-01 | Permanently Closed | 4000 | Gasoline
WEST WARWICK | G & B AUTOMOTIVE, INC. | 1 TIOGUE AVE | UST-137 | Gasoline Station | 3 | 1960-03-01 | Permanently Closed | 4000 | Gasoline
WEST WARWICK | G & B AUTOMOTIVE, INC. | 1 TIOGUE AVE | UST-137 | Gasoline Station | 4 | 1960-03-01 | Permanently Closed | 5000 | Gasoline
WEST WARWICK | GALAVIZ AUTO REPAIRS AND TIRES LLC | 13 PLEASANT ST | UST-179 | Commercials | 1 | 1970-03-01 | Permanently Closed | 4000 | Gasoline
WEST WARWICK | GALAVIZ AUTO REPAIRS AND TIRES LLC | 13 PLEASANT ST | UST-179 | Commercials | 2 | 1970-03-01 | Permanently Closed | 4000 | Gasoline
WEST WARWICK | GALAVIZ AUTO REPAIRS AND TIRES LLC | 13 PLEASANT ST | UST-179 | Commercials | 3 | 1984-10-09 | Permanently Closed | 1000 | Gasoline
WEST WARWICK | GALAVIZ AUTO REPAIRS AND TIRES LLC | 13 PLEASANT ST | UST-179 | Commercials | 4 | 1984-10-09 | Permanently Closed | 1000 | Gasoline
WEST WARWICK | GALAVIZ AUTO REPAIRS AND TIRES LLC | 13 PLEASANT ST | UST-179 | Commercials | 5 | 1984-10-09 | Permanently Closed | 500 | Waste Oil
WEST WARWICK | GALAVIZ AUTO REPAIRS AND TIRES LLC | 13 PLEASANT ST | UST-179 | Commercials | 6 | 1984-10-09 | Permanently Closed | 2000 | Heating Oil No.2
WEST WARWICK | GNI WEST WARWICK, INC. | 929 PROVIDENCE ST | UST-1263 | Gasoline Station | 1 | 1958-06-01 | Permanently Closed | 4000 | Gasoline
WEST WARWICK | GNI WEST WARWICK, INC. | 929 PROVIDENCE ST | UST-1263 | Gasoline Station | 2 | 1958-06-01 | Permanently Closed | 4000 | Gasoline
WEST WARWICK | GNI WEST WARWICK, INC. | 929 PROVIDENCE ST | UST-1263 | Gasoline Station | 3 | 1964-06-01 | Permanently Closed | 5000 | Gasoline
WEST WARWICK | GNI WEST WARWICK, INC. | 929 PROVIDENCE ST | UST-1263 | Gasoline Station | 4 | 1964-06-01 | Permanently Closed | 3000 | Gasoline
WEST WARWICK | GNI WEST WARWICK, INC. | 929 PROVIDENCE ST | UST-1263 | Gasoline Station | 5 | 1993-10-22 | Abandoned | 500 | Heating Oil No.2 | Double Walled
WEST WARWICK | GNI WEST WARWICK, INC. | 929 PROVIDENCE ST | UST-1263 | Gasoline Station | 6 | 1984-10-09 | Permanently Closed | 500 | Heating Oil No.2
WEST WARWICK | GNI WEST WARWICK, INC. | 929 PROVIDENCE ST | UST-1263 | Gasoline Station | 7 | 1984-10-09 | Permanently Closed | 500 | Waste Oil
WEST WARWICK | GNI WEST WARWICK, INC. | 929 PROVIDENCE ST | UST-1263 | Gasoline Station | 8 | 1984-10-09 | Permanently Closed | 2000 | Gasoline
WEST WARWICK | GNI WEST WARWICK, INC. | 929 PROVIDENCE ST | UST-1263 | Gasoline Station | 9 | 1984-10-09 | Permanently Closed | 2000 | Gasoline
WEST WARWICK | GNI WEST WARWICK, INC. | 929 PROVIDENCE ST | UST-1263 | Gasoline Station | 10 | 1984-10-09 | Permanently Closed | 2000 | Gasoline
WEST WARWICK | GNI WEST WARWICK, INC. | 929 PROVIDENCE ST | UST-1263 | Gasoline Station | 11 | 1984-10-09 | Permanently Closed | 1000 | Unknown
WEST WARWICK | GNI WEST WARWICK, INC. | 929 PROVIDENCE ST | UST-1263 | Gasoline Station | 12 | 1993-10-22 | Abandoned | 10000 | Gasoline | Double Walled | 1993-08-25
WEST WARWICK | GNI WEST WARWICK, INC. | 929 PROVIDENCE ST | UST-1263 | Gasoline Station | 13 | 1993-10-22 | Abandoned | 10000 | Gasoline | Double Walled
WEST WARWICK | GNI WEST WARWICK, INC. | 929 PROVIDENCE ST | UST-1263 | Gasoline Station | 14 | 1993-10-22 | Abandoned | 500 | Waste Oil | Double Walled
WEST WARWICK | GUILL TOOL AND ENGINEERING CO., INC. | 10 PIKE ST | UST-4869 | Commercials | 1 | null | Permanently Closed | 1000 | Heating Oil No.2
WEST WARWICK | GUILL TOOL AND ENGINEERING CO., INC. | 10 PIKE ST | UST-4869 | Commercials | 2 | null | Permanently Closed | 1250 | Heating Oil No.2
WEST WARWICK | GUILL TOOL AND ENGINEERING CO., INC. | 10 PIKE ST | UST-4869 | Commercials | 3 | null | Permanently Closed | 275 | Heating Oil No.2
WEST WARWICK | HANK'S TIRE SALES | 200 WASHINGTON ST | UST-846 | Commercials | 1 | 1976-04-01 | Permanently Closed | 4000 | Gasoline
WEST WARWICK | HANK'S TIRE SALES | 200 WASHINGTON ST | UST-846 | Commercials | 2 | 1971-04-01 | Permanently Closed | 3000 | Gasoline
WEST WARWICK | HANK'S TIRE SALES | 200 WASHINGTON ST | UST-846 | Commercials | 3 | 1971-04-01 | Permanently Closed | 3000 | Gasoline
WEST WARWICK | HANK'S TIRE SALES | 200 WASHINGTON ST | UST-846 | Commercials | 4 | 1971-04-01 | Permanently Closed | 500 | Waste Oil
WEST WARWICK | HANK'S TIRE SALES | 200 WASHINGTON ST | UST-846 | Commercials | 5 | 1971-04-01 | Permanently Closed | 3000 | Other
WEST WARWICK | J.J. NEWBERRY | 37-43 WASHINGTON ST | UST-1868 | Commercials | 1 | 1945-07-01 | Permanently Closed | 1000 | Heating Oil No.2
WEST WARWICK | J.S.L.A.M. REALTY | 475 QUAKER LN | UST-18659 | Commercials | 1 | 1984-10-09 | Permanently Closed | 1000 | Heating Oil No.2
WEST WARWICK | JAY SENERCHIA PROPERTY | 1051 MAIN ST | UST-19207 | Commercials | 1 | 1984-10-09 | Permanently Closed | 500 | Heating Oil No.2
WEST WARWICK | JAY-DEE TOWNHOUSES | 20 WEST WARWICK AVE | UST-3222 | Commercials | 1 | 1974-07-01 | Permanently Closed | 2000 | Heating Oil No.2
WEST WARWICK | JERRY'S SUPERMARKET | 25 PROVIDENCE ST | UST-5049 | Commercials | 1 | null | Permanently Closed | 1000 | Heating Oil No.2 | Single Walled
WEST WARWICK | JOE'S SERVICE STATION (GULF) | 305 QUAKER LN | UST-3148 | Gasoline Station | 1 | 1952-09-01 | Permanently Closed | 750 | Waste Oil
WEST WARWICK | JOE'S SERVICE STATION (GULF) | 305 QUAKER LN | UST-3148 | Gasoline Station | 2 | 1952-09-01 | Permanently Closed | 3000 | Gasoline
WEST WARWICK | JOE'S SERVICE STATION (GULF) | 305 QUAKER LN | UST-3148 | Gasoline Station | 3 | 1952-09-01 | Permanently Closed | 3000 | Gasoline
WEST WARWICK | JOE'S SERVICE STATION (GULF) | 305 QUAKER LN | UST-3148 | Gasoline Station | 4 | 1952-09-01 | Permanently Closed | 4000 | Gasoline
WEST WARWICK | JOE'S SERVICE STATION (GULF) | 305 QUAKER LN | UST-3148 | Gasoline Station | 5 | 1968-09-01 | Permanently Closed | 4000 | Gasoline
WEST WARWICK | JOE'S SERVICE STATION (GULF) | 305 QUAKER LN | UST-3148 | Gasoline Station | 6 | 1968-09-01 | Permanently Closed | 4000 | Gasoline
WEST WARWICK | JOE'S SERVICE STATION (GULF) | 305 QUAKER LN | UST-3148 | Gasoline Station | 7 | 1952-09-01 | Permanently Closed | 500 | Heating Oil No.2
WEST WARWICK | JOE'S SERVICE STATION (GULF) | 305 QUAKER LN | UST-3148 | Gasoline Station | 8 | 1989-10-01 | Permanently Closed | 10000 | Gasoline
WEST WARWICK | JOE'S SERVICE STATION (GULF) | 305 QUAKER LN | UST-3148 | Gasoline Station | 9 | 1989-10-01 | Permanently Closed | 10000 | Gasoline
WEST WARWICK | JOE'S SERVICE STATION (GULF) | 305 QUAKER LN | UST-3148 | Gasoline Station | 10 | 1989-10-01 | Permanently Closed | 550 | Heating Oil No.2
WEST WARWICK | JOE'S SERVICE STATION (GULF) | 305 QUAKER LN | UST-3148 | Gasoline Station | 11 | 1989-10-01 | Permanently Closed | 550 | Waste Oil
WEST WARWICK | JOE'S SERVICE STATION INC. | 305 QUAKER LN | UST-1066 | Gasoline Station | 1 | 1981-04-01 | Permanently Closed | 10000 | Gasoline
WEST WARWICK | JOHN F. DEERING JUNIOR HIGH SCHOOL | 2 WEBSTER KNIGHT DR | UST-1344 | Education - Town | 1 | 1965-05-01 | In Use | 15000 | Heating Oil No.4
WEST WARWICK | JOHN F. HORGAN ELEMENTARY SCHOOL | 124 PROVIDENCE ST | UST-1346 | Education - Town | 1 | 1997-05-22 | Permanently Closed | 5000 | Heating Oil No.4
WEST WARWICK | JOHN FIGUERADO | 231 WASHINGTON ST | UST-15879 | Commercials | 1 | 1950-04-01 | Permanently Closed | 3000 | Diesel
WEST WARWICK | JOHN FIGUERADO | 231 WASHINGTON ST | UST-15879 | Commercials | 2 | 1950-04-01 | Permanently Closed | 3000 | Diesel
WEST WARWICK | JOHN FIGUERADO | 231 WASHINGTON ST | UST-15879 | Commercials | 3 | 1984-10-09 | Permanently Closed | 3000 | Diesel
WEST WARWICK | JOHN FIGUERADO | 231 WASHINGTON ST | UST-15879 | Commercials | 4 | 1984-10-09 | Permanently Closed | 500 | Heating Oil No.2
WEST WARWICK | JOHN FIGUERADO | 231 WASHINGTON ST | UST-15879 | Commercials | 5 | 1984-10-09 | Permanently Closed | 500 | Waste Oil
WEST WARWICK | JOHNSON'S AUTO SERVICE | 1501 MAIN ST | UST-19274 | Commercials | 1 | 1984-10-09 | Permanently Closed | 1000 | Heating Oil No.2
WEST WARWICK | KAREN WIER | 18 NORTH GATE DR | UST-18477 | Private Residence | 1 | 1984-10-09 | Permanently Closed | 2000 | Heating Oil No.2
WEST WARWICK | KENT COUNTY AUTO | 23 WEAVER ST | UST-15996 | Commercials | 1 | 1984-10-09 | Permanently Closed | 1000 | Gasoline
WEST WARWICK | KENT COUNTY AUTO | 23 WEAVER ST | UST-15996 | Commercials | 2 | 1984-10-09 | Permanently Closed | 1000 | Heating Oil No.2
WEST WARWICK | KENT COUNTY AUTO | 23 WEAVER ST | UST-15996 | Commercials | 3 | 1984-10-09 | Permanently Closed | 500 | Waste Oil
WEST WARWICK | KENT COUNTY WATER AUTHORITY | 1072 MAIN ST | UST-3443 | City/Town Government | 1 | 1984-10-09 | Permanently Closed | 1000 | Gasoline
WEST WARWICK | KENT COUNTY WATER AUTHORITY | 1072 MAIN ST | UST-3443 | City/Town Government | 2 | 1984-10-09 | Permanently Closed | 750 | Diesel
WEST WARWICK | KENT COUNTY WATER AUTHORITY | 1072 MAIN ST | UST-3443 | City/Town Government | 3 | 1984-10-09 | Permanently Closed | 1000 | Heating Oil No.2
WEST WARWICK | KENT COUNTY WATER AUTHORITY | 1072 MAIN ST | UST-3443 | City/Town Government | 4 | 1999-03-19 | Permanently Closed | 1000 | Gasoline | Double Walled
WEST WARWICK | KNIGHT'S GARAGE | 225 COWESETT AVE | UST-18334 | Gasoline Station | 1 | 1984-10-09 | Permanently Closed | 2000 | Heating Oil No.2
WEST WARWICK | KOSTYLA'S SERVICE STATION, INC | 291 WASHINGTON ST | UST-128 | Gasoline Station | 1 | 1983-03-01 | Permanently Closed | 2000 | Gasoline
WEST WARWICK | KOSTYLA'S SERVICE STATION, INC | 291 WASHINGTON ST | UST-128 | Gasoline Station | 2 | 1983-03-01 | Permanently Closed | 1000 | Gasoline
WEST WARWICK | KOSTYLA'S SERVICE STATION, INC | 291 WASHINGTON ST | UST-128 | Gasoline Station | 3 | 1983-03-01 | Permanently Closed | 2000 | Gasoline
WEST WARWICK | LAMB MOTOR CO., INC. | 1039 MAIN ST | UST-18497 | Commercials | 1 | 1984-10-09 | Permanently Closed | 1000 | Gasoline
WEST WARWICK | LAMB MOTOR CO., INC. | 1039 MAIN ST | UST-18497 | Commercials | 2 | 1984-10-09 | Permanently Closed | 500 | Other
WEST WARWICK | LAMB MOTOR CO., INC. | 1039 MAIN ST | UST-18497 | Commercials | 3 | 1984-10-09 | Permanently Closed | 250 | Waste Oil
WEST WARWICK | LAMB MOTOR CO., INC. | 1039 MAIN ST | UST-18497 | Commercials | 4 | 1984-10-09 | Permanently Closed | 1000 | Heating Oil No.2
WEST WARWICK | LEDOUX SHELL | 294 COWESETT AVE | UST-817 | Gasoline Station | 1 | 1978-04-01 | Permanently Closed | 10000 | Gasoline | Single Walled
WEST WARWICK | LEDOUX SHELL | 294 COWESETT AVE | UST-817 | Gasoline Station | 2 | 1978-04-01 | Permanently Closed | 10000 | Gasoline | Single Walled
WEST WARWICK | LEDOUX SHELL | 294 COWESETT AVE | UST-817 | Gasoline Station | 3 | 1978-04-01 | Permanently Closed | 10000 | Gasoline
WEST WARWICK | LEDOUX SHELL | 294 COWESETT AVE | UST-817 | Gasoline Station | 4 | 1984-10-09 | Permanently Closed | 3000 | Gasoline
WEST WARWICK | LIMA'S AUTO BODY | 6 WESTLY ST | UST-17109 | Commercials | 1 | 1984-10-09 | Permanently Closed | 2000 | Heating Oil No.2
WEST WARWICK | LINDA M. LEVESQUE-KELLY L. LEVESQUE | 57 KULAS RD | UST-19230 | Private Residence | 1 | 1984-10-09 | In Use | 2000 | Heating Oil No.2
WEST WARWICK | LONDON HOUSE CONDOMINIUMS | 36 COWESETT AVE | UST-3704 | Commercials | 1 | 1970-08-01 | Permanently Closed | 2500 | Heating Oil No.2
WEST WARWICK | LONDON HOUSE CONDOMINIUMS | 36 COWESETT AVE | UST-3704 | Commercials | 2 | 1970-08-01 | Permanently Closed | 2500 | Heating Oil No.2
WEST WARWICK | LONDON TERRACE | 54 RIVER ST | UST-18272 | Other | 1 | 1984-10-09 | Permanently Closed | 2500 | Heating Oil No.2
WEST WARWICK | LOUNGE/GROCERY STORE | 293 PROVIDENCE ST | UST-4571 | Commercials | 1 | 1984-10-09 | Permanently Closed | 500 | Heating Oil No.2
WEST WARWICK | M & G REALTY PROPERTY | 1231 MAIN ST | UST-19015 | Commercials | 1 | 1984-10-09 | Permanently Closed | 1500 | Heating Oil No.2
WEST WARWICK | MADDALONI REALTY PROPERTY | 330 PROVIDENCE ST | UST-3162 | Commercials | 1 | 1958-12-01 | Permanently Closed | 500 | Heating Oil No.2
WEST WARWICK | MADDALONI REALTY PROPERTY | 330 PROVIDENCE ST | UST-3162 | Commercials | 2 | 1958-12-01 | Permanently Closed | 5000 | Gasoline
WEST WARWICK | MADDALONI REALTY PROPERTY | 330 PROVIDENCE ST | UST-3162 | Commercials | 3 | 1958-12-01 | Permanently Closed | 5000 | Gasoline
WEST WARWICK | MADDALONI REALTY PROPERTY | 330 PROVIDENCE ST | UST-3162 | Commercials | 4 | 1958-12-01 | Permanently Closed | 500 | Waste Oil
WEST WARWICK | MAIN STREET GAS STATION | 888 MAIN ST | UST-579 | Gasoline Station | 1 | 1974-04-01 | Permanently Closed | 8000 | Gasoline
WEST WARWICK | MAIN STREET GAS STATION | 888 MAIN ST | UST-579 | Gasoline Station | 2 | 1974-04-01 | Permanently Closed | 8000 | Diesel
WEST WARWICK | MAIN STREET GAS STATION | 888 MAIN ST | UST-579 | Gasoline Station | 3 | 1974-04-01 | Permanently Closed | 6000 | Gasoline
WEST WARWICK | MAIN STREET GAS STATION | 888 MAIN ST | UST-579 | Gasoline Station | 4 | 1997-04-24 | In Use | 8000 | Gasoline | Double Walled | 2018-12-17
WEST WARWICK | MAIN STREET GAS STATION | 888 MAIN ST | UST-579 | Gasoline Station | 5 | 1997-04-24 | In Use | 8000 | Gasoline | Double Walled | 2018-12-17
WEST WARWICK | MAISIE QUINN ELEMENTARY SCHOOL | 1 BROWN ST | UST-1345 | Education - Town | 1 | 1958-05-01 | Permanently Closed | 10000 | Heating Oil No.4
WEST WARWICK | MAISIE QUINN ELEMENTARY SCHOOL | 1 BROWN ST | UST-1345 | Education - Town | 2 | 1995-09-01 | In Use | 10000 | Heating Oil No.4 | Double Walled
WEST WARWICK | MAJESTIC CYCLE | 1731 MAIN ST | UST-15446 | Commercials | 1 | 1984-10-09 | Permanently Closed | 10000 | Gasoline
WEST WARWICK | MAJESTIC CYCLE | 1731 MAIN ST | UST-15446 | Commercials | 2 | 1984-10-09 | Permanently Closed | 10000 | Gasoline
WEST WARWICK | MAJESTIC CYCLE | 1731 MAIN ST | UST-15446 | Commercials | 3 | 1984-10-09 | Permanently Closed | 5000 | Gasoline
WEST WARWICK | MAJESTIC MOTORS INC. | 509 QUAKER LN | UST-727 | Commercials | 1 | 1975-04-01 | Permanently Closed | 5000 | Gasoline
WEST WARWICK | MAJESTIC MOTORS INC. | 509 QUAKER LN | UST-727 | Commercials | 2 | 1975-04-01 | Permanently Closed | 1000 | Waste Oil
WEST WARWICK | MAJESTIC MOTORS INC. | 509 QUAKER LN | UST-727 | Commercials | 3 | 1975-04-01 | Permanently Closed | 5000 | Waste Oil
WEST WARWICK | MAJESTIC MOTORS INC. | 509 QUAKER LN | UST-727 | Commercials | 4 | 1975-04-01 | Permanently Closed | 500 | Motor Oil
WEST WARWICK | MERECO DIV. METACHEM RESINS CORP. | 1505 MAIN ST | UST-1728 | Industrial | 1 | 1957-06-01 | Permanently Closed | 4000 | Heating Oil No.2
WEST WARWICK | MIDLAND IMPORTS | 405 QUAKER LN | UST-3899 | Commercials | 1 | 1984-10-09 | Permanently Closed | 500 | Heating Oil No.2
WEST WARWICK | MIDLAND IMPORTS | 405 QUAKER LN | UST-3899 | Commercials | 2 | 1984-10-09 | Permanently Closed | 500 | Motor Oil
WEST WARWICK | MIDLAND IMPORTS | 405 QUAKER LN | UST-3899 | Commercials | 3 | 1984-10-09 | Permanently Closed | 1000 | Waste Oil
WEST WARWICK | MIDVILLE COUNTRY CLUB | 100 LOMBARDI LN | UST-18088 | Other | 1 | 1984-10-09 | Permanently Closed | 1000 | Gasoline
WEST WARWICK | MIRIAM DUFFY SCHOOL | HARRIS AVE | UST-1348 | Education - Town | 1 | 1984-10-09 | In Use | 1000 | Heating Oil No.2
WEST WARWICK | NEW ENGLAND UNION CO., INC. | 107 HAY ST | UST-3399 | Commercials | 1 | 1984-10-09 | Permanently Closed | 1000 | Heating Oil No.2
WEST WARWICK | NEW ENGLAND UNION CO., INC. | 107 HAY ST | UST-3399 | Commercials | 2 | 1984-10-09 | Permanently Closed | 1000 | Other
WEST WARWICK | NEWPORT SCHOOL OF HAIRDRESSING | 7 WASHINGTON ST | UST-15336 | Commercials | 1 | 1984-10-09 | Permanently Closed | 500 | Heating Oil No.2
WEST WARWICK | NORTHEAST DISTRIBUTORS | 21 RIVERDALE CT | UST-1592 | Commercials | 1 | 1978-11-01 | Permanently Closed | 2000 | Gasoline
WEST WARWICK | NORTHEAST DISTRIBUTORS | 21 RIVERDALE CT | UST-1592 | Commercials | 2 | 1978-11-01 | Permanently Closed | 2000 | Diesel
WEST WARWICK | P. ALAN RYAN | 49 KULAS RD | UST-3825 | Private Residence | 1 | 1971-02-01 | In Use | 2000 | Heating Oil No.2
WEST WARWICK | PARE'S SERVICE CENTER | 2 ANDREW AVE | UST-114 | Gasoline Station | 1 | 1983-03-01 | Permanently Closed | 4000 | Gasoline
WEST WARWICK | PARE'S SERVICE CENTER | 2 ANDREW AVE | UST-114 | Gasoline Station | 2 | 1983-03-01 | Permanently Closed | 4000 | Gasoline
WEST WARWICK | PARE'S SERVICE CENTER | 2 ANDREW AVE | UST-114 | Gasoline Station | 3 | 1975-03-01 | Permanently Closed | 5000 | Gasoline
WEST WARWICK | PARE'S SERVICE CENTER | 2 ANDREW AVE | UST-114 | Gasoline Station | 4 | 1965-03-01 | Permanently Closed | 2000 | Gasoline
WEST WARWICK | PARE'S SERVICE CENTER | 2 ANDREW AVE | UST-114 | Gasoline Station | 5 | null | Permanently Closed | 550 | Heating Oil No.2 | Single Walled
WEST WARWICK | PARENTE REALTY INC | 703 PROVIDENCE ST | UST-4747 | Commercials | 1 | 1984-10-09 | Permanently Closed | 1000 | Heating Oil No.2
WEST WARWICK | PAT'S SERVICE STATION | 94 WEST WARWICK AVE | UST-2081 | Gasoline Station | 1 | 1975-12-01 | Permanently Closed | 4000 | Gasoline
WEST WARWICK | PAT'S SERVICE STATION | 94 WEST WARWICK AVE | UST-2081 | Gasoline Station | 2 | 1993-01-01 | Permanently Closed | 4000 | Gasoline | Double Walled | 1993-01-01
WEST WARWICK | PAT'S SERVICE STATION | 94 WEST WARWICK AVE | UST-2081 | Gasoline Station | 3 | 1975-12-01 | Permanently Closed | 4000 | Gasoline
WEST WARWICK | PAT'S SERVICE STATION | 94 WEST WARWICK AVE | UST-2081 | Gasoline Station | 4 | 1975-12-01 | Permanently Closed | 4000 | Gasoline
WEST WARWICK | PAT'S SERVICE STATION | 94 WEST WARWICK AVE | UST-2081 | Gasoline Station | 5 | 1993-01-01 | Permanently Closed | 4000 | Gasoline | Double Walled | 1993-01-01
WEST WARWICK | PAT'S SERVICE STATION | 94 WEST WARWICK AVE | UST-2081 | Gasoline Station | 6 | 1975-12-01 | Permanently Closed | 4000 | Gasoline
WEST WARWICK | PAT'S SERVICE STATION | 94 WEST WARWICK AVE | UST-2081 | Gasoline Station | 7 | 1984-10-09 | Permanently Closed | 500 | Waste Oil
WEST WARWICK | PAT'S SERVICE STATION | 94 WEST WARWICK AVE | UST-2081 | Gasoline Station | 8 | 1984-10-09 | Permanently Closed | 1000 | Heating Oil No.2
WEST WARWICK | PAT'S SERVICE STATION | 94 WEST WARWICK AVE | UST-2081 | Gasoline Station | 9 | 1993-01-01 | Permanently Closed | 2000 | Diesel | Double Walled | 1993-01-01
WEST WARWICK | PAT'S SERVICE STATION | 94 WEST WARWICK AVE | UST-2081 | Gasoline Station | 10 | 1993-01-01 | Permanently Closed | 4000 | Gasoline | Double Walled | 1993-01-01
WEST WARWICK | PAT'S SERVICE STATION | 94 WEST WARWICK AVE | UST-2081 | Gasoline Station | 11 | 1993-01-01 | Permanently Closed | 2000 | Gasoline | Double Walled | 1993-01-01
WEST WARWICK | PAWTUXET VALLEY BUS LINES | 76 INDUSTRIAL LN | UST-403 | Commercials | 1 | 1963-04-01 | Permanently Closed | 4000 | Gasoline
WEST WARWICK | PAWTUXET VALLEY BUS LINES | 76 INDUSTRIAL LN | UST-403 | Commercials | 2 | 1963-04-01 | Permanently Closed | 10000 | Diesel
WEST WARWICK | PAWTUXET VALLEY BUS LINES | 76 INDUSTRIAL LN | UST-403 | Commercials | 3 | 1978-04-01 | Permanently Closed | 10000 | Diesel
WEST WARWICK | PEACE DALE CONGREGATIONAL | 261 COLUMBIA ST | UST-18143 | Other | 1 | 1984-10-09 | Permanently Closed | 5000 | Heating Oil No.2
WEST WARWICK | PETRARCA | 438-440 PROVIDENCE ST | UST-15512 | Other | 1 | 1984-10-09 | Permanently Closed | 2000 | Gasoline
WEST WARWICK | PHENIX BAPTIST CHURCH | 2 FAIRVIEW AVE | UST-4064 | Commercials | 1 | 1984-10-09 | Permanently Closed | 1000 | Heating Oil No.2
WEST WARWICK | PHENIX SPORTSMEN'S CLUB | 715 MAIN ST | UST-16890 | Commercials | 1 | 1984-10-09 | Permanently Closed | 1000 | Heating Oil No.2
WEST WARWICK | PHOENIX INVESTORS | 771 MAIN ST | UST-710 | Commercials | 1 | 1982-04-01 | Permanently Closed | 10000 | Heating Oil No.6
WEST WARWICK | PHOENIX INVESTORS | 771 MAIN ST | UST-710 | Commercials | 2 | null | Permanently Closed | 10000 | Heating Oil No.2
WEST WARWICK | POST OFFICE-WEST WARWICK, MAIN | 1190 MAIN ST | UST-2617 | Federal Government | 1 | 1987-07-01 | Permanently Closed | 6000 | Heating Oil No.2
WEST WARWICK | POST OFFICE-WEST WARWICK, MAIN | 1190 MAIN ST | UST-2617 | Federal Government | 2 | 1984-10-09 | Permanently Closed | 6000 | Heating Oil No.2
WEST WARWICK | PRATA-GALLOGLY FUNERAL HOME | 78 PROVIDENCE ST | UST-18695 | Commercials | 1 | 1984-10-09 | Permanently Closed | 1000 | Heating Oil No.2
WEST WARWICK | PRECISION AUTOMOTIVE | 442 PROVIDENCE ST | UST-16382 | Commercials | 1 | 1984-10-09 | Permanently Closed | 3000 | Gasoline
WEST WARWICK | PRECISION AUTOMOTIVE | 442 PROVIDENCE ST | UST-16382 | Commercials | 2 | 1984-10-09 | Permanently Closed | 2000 | Gasoline
WEST WARWICK | PRECISION AUTOMOTIVE | 442 PROVIDENCE ST | UST-16382 | Commercials | 3 | 1984-10-09 | Permanently Closed | 2000 | Gasoline
WEST WARWICK | PRECISION AUTOMOTIVE | 442 PROVIDENCE ST | UST-16382 | Commercials | 4 | 1984-10-09 | Permanently Closed | 1000 | Heating Oil No.2
WEST WARWICK | PROSPECT ENTERPRISES, LLC - SAVERS MART III | 1090 MAIN ST | UST-105 | Gasoline Station | 1 | 1967-03-01 | Permanently Closed | 4000 | Gasoline
WEST WARWICK | PROSPECT ENTERPRISES, LLC - SAVERS MART III | 1090 MAIN ST | UST-105 | Gasoline Station | 2 | 1967-03-01 | Permanently Closed | 2000 | Gasoline
WEST WARWICK | PROSPECT ENTERPRISES, LLC - SAVERS MART III | 1090 MAIN ST | UST-105 | Gasoline Station | 3 | 1967-03-01 | Permanently Closed | 4000 | Gasoline
WEST WARWICK | PROSPECT ENTERPRISES, LLC - SAVERS MART III | 1090 MAIN ST | UST-105 | Gasoline Station | 4 | 1979-03-01 | Permanently Closed | 4000 | Gasoline
WEST WARWICK | PROSPECT ENTERPRISES, LLC - SAVERS MART III | 1090 MAIN ST | UST-105 | Gasoline Station | 5 | 1973-03-01 | Permanently Closed | 10000 | Heating Oil No.2 | Single Walled
WEST WARWICK | PROSPECT ENTERPRISES, LLC - SAVERS MART III | 1090 MAIN ST | UST-105 | Gasoline Station | 6 | 1973-03-01 | Permanently Closed | 10000 | Heating Oil No.2 | Single Walled
WEST WARWICK | PROSPECT ENTERPRISES, LLC - SAVERS MART III | 1090 MAIN ST | UST-105 | Gasoline Station | 7 | 1973-03-01 | Permanently Closed | 10000 | Heating Oil No.2 | Single Walled
WEST WARWICK | PROSPECT ENTERPRISES, LLC - SAVERS MART III | 1090 MAIN ST | UST-105 | Gasoline Station | 8 | 1969-03-01 | Permanently Closed | 1000 | Heating Oil No.2
WEST WARWICK | PROSPECT ENTERPRISES, LLC - SAVERS MART III | 1090 MAIN ST | UST-105 | Gasoline Station | 9 | 1983-03-01 | Permanently Closed | 1000 | Diesel
WEST WARWICK | PROSPECT ENTERPRISES, LLC - SAVERS MART III | 1090 MAIN ST | UST-105 | Gasoline Station | 10 | 1988-08-01 | Permanently Closed | 8000 | Gasoline | Single Walled
WEST WARWICK | PROSPECT ENTERPRISES, LLC - SAVERS MART III | 1090 MAIN ST | UST-105 | Gasoline Station | 11 | 1988-08-01 | Permanently Closed | 8000 | Gasoline | Single Walled
WEST WARWICK | PROSPECT ENTERPRISES, LLC - SAVERS MART III | 1090 MAIN ST | UST-105 | Gasoline Station | 12 | 1988-08-01 | Permanently Closed | 8000 | Gasoline | Single Walled
WEST WARWICK | PROSPECT ENTERPRISES, LLC - SAVERS MART III | 1090 MAIN ST | UST-105 | Gasoline Station | 13 | 1988-08-01 | Permanently Closed | 2000 | Diesel | Single Walled
WEST WARWICK | PROSPECT ENTERPRISES, LLC - SAVERS MART III | 1090 MAIN ST | UST-105 | Gasoline Station | 14 | 1988-08-01 | Permanently Closed | 2000 | Kerosene | Single Walled
WEST WARWICK | PROSPECT ENTERPRISES, LLC - SAVERS MART III | 1090 MAIN ST | UST-105 | Gasoline Station | 15 | 2020-07-15 | In Use | 10000 | Gasoline | Double Walled | 2020-08-13
WEST WARWICK | PROSPECT ENTERPRISES, LLC - SAVERS MART III | 1090 MAIN ST | UST-105 | Gasoline Station | 16 | 2020-07-15 | In Use | 5000 | Diesel | Double Walled | 2020-08-13
WEST WARWICK | PROSPECT ENTERPRISES, LLC - SAVERS MART III | 1090 MAIN ST | UST-105 | Gasoline Station | 17 | 2020-07-15 | In Use | 10000 | Gasoline | Double Walled | 2020-08-13
WEST WARWICK | PROSPECT ENTERPRISES, LLC - SAVERS MART III | 1090 MAIN ST | UST-105 | Gasoline Station | 18 | 2020-07-15 | In Use | 5000 | Gasoline | Double Walled | 2020-08-13
WEST WARWICK | PROVIDENCE STREET ELEMENTARY SCHOOL | 819 PROVIDENCE ST | UST-1347 | Education - Town | 1 | 1984-10-09 | Permanently Closed | 5000 | Heating Oil No.4
WEST WARWICK | QUAKER LANE GAS, LLC | 425 QUAKER LN | UST-626 | Gasoline Station | 1 | 1958-04-01 | Permanently Closed | 4000 | Diesel
WEST WARWICK | QUAKER LANE GAS, LLC | 425 QUAKER LN | UST-626 | Gasoline Station | 2 | 1985-11-01 | In Use | 8000 | Gasoline | Double Walled
WEST WARWICK | QUAKER LANE GAS, LLC | 425 QUAKER LN | UST-626 | Gasoline Station | 3 | 1958-04-01 | Permanently Closed | 4000 | Diesel
WEST WARWICK | QUAKER LANE GAS, LLC | 425 QUAKER LN | UST-626 | Gasoline Station | 4 | 1985-11-01 | In Use | 8000 | Gasoline | Double Walled
WEST WARWICK | QUAKER LANE GAS, LLC | 425 QUAKER LN | UST-626 | Gasoline Station | 5 | 1958-04-01 | Permanently Closed | 4000 | Diesel
WEST WARWICK | QUAKER LANE GAS, LLC | 425 QUAKER LN | UST-626 | Gasoline Station | 6 | 1985-11-01 | In Use | 8000 | Gasoline | Double Walled
WEST WARWICK | QUAKER LANE GAS, LLC | 425 QUAKER LN | UST-626 | Gasoline Station | 7 | 1958-04-01 | Permanently Closed | 4000 | Diesel
WEST WARWICK | QUAKER LANE GAS, LLC | 425 QUAKER LN | UST-626 | Gasoline Station | 8 | 1985-11-01 | In Use | 8000 | Diesel | Double Walled
WEST WARWICK | QUAKER LANE GAS, LLC | 425 QUAKER LN | UST-626 | Gasoline Station | 9 | 1959-04-01 | Permanently Closed | 550 | Waste Oil
WEST WARWICK | QUAKER LANE GAS, LLC | 425 QUAKER LN | UST-626 | Gasoline Station | 10 | 1959-04-01 | Permanently Closed | 550 | Heating Oil No.2
WEST WARWICK | QUAKER LANE GAS, LLC | 425 QUAKER LN | UST-626 | Gasoline Station | 11 | 1985-11-01 | Permanently Closed | 1000 | Heating Oil No.2
WEST WARWICK | QUAKER LANE PUMPING STATION | INDUSTRIAL DR | UST-17243 | City/Town Government | 1 | 1984-10-09 | Permanently Closed | 500 | Heating Oil No.2
WEST WARWICK | RAVEN CONSTRUCTION | 793 MAIN ST | UST-15509 | Commercials | 1 | 1984-10-09 | Permanently Closed | 10000 | Heating Oil No.2
WEST WARWICK | RAVEN CONSTRUCTION | 793 MAIN ST | UST-15509 | Commercials | 2 | 1984-10-09 | Permanently Closed | 10000 | Heating Oil No.2
WEST WARWICK | RAVEN CONSTRUCTION | 793 MAIN ST | UST-15509 | Commercials | 3 | 1984-10-09 | Permanently Closed | 10000 | Heating Oil No.2
WEST WARWICK | RAVEN CONSTRUCTION | 793 MAIN ST | UST-15509 | Commercials | 4 | 1984-10-09 | Permanently Closed | 10000 | Heating Oil No.2
WEST WARWICK | REGISTRY OF MOTOR VEHICLES PROPERTY | 1237 MAIN ST | UST-15524 | State Government | 1 | 1984-10-09 | Permanently Closed | 2000 | Heating Oil No.2
WEST WARWICK | RENTAL PROPERTY | 1192-1210 MAIN ST | UST-18666 | Commercials | 1 | 1984-10-09 | Permanently Closed | 500 | Heating Oil No.2
WEST WARWICK | RENTAL PROPERTY | 1192-1210 MAIN ST | UST-18666 | Commercials | 2 | 1984-10-09 | Permanently Closed | 500 | Heating Oil No.2
WEST WARWICK | RENTAL PROPERTY | 1192-1210 MAIN ST | UST-18666 | Commercials | 3 | 1984-10-09 | Permanently Closed | 500 | Heating Oil No.2
WEST WARWICK | RENTAL PROPERTY | 1192-1210 MAIN ST | UST-18666 | Commercials | 4 | 1984-10-09 | Permanently Closed | 500 | Heating Oil No.2
WEST WARWICK | RENTAL PROPERTY | 1192-1210 MAIN ST | UST-18666 | Commercials | 5 | 1984-10-09 | Permanently Closed | 500 | Heating Oil No.2
WEST WARWICK | RENTAL PROPERTY | 1192-1210 MAIN ST | UST-18666 | Commercials | 6 | 1984-10-09 | Permanently Closed | 500 | Heating Oil No.2
WEST WARWICK | RENTAL PROPERTY | 1192-1210 MAIN ST | UST-18666 | Commercials | 7 | 1984-10-09 | Permanently Closed | 500 | Heating Oil No.2
WEST WARWICK | RENTAL PROPERTY | 1192-1210 MAIN ST | UST-18666 | Commercials | 8 | 1984-10-09 | Permanently Closed | 500 | Heating Oil No.2
WEST WARWICK | RENTAL PROPERTY | 1192-1210 MAIN ST | UST-18666 | Commercials | 9 | 1984-10-09 | Permanently Closed | 500 | Heating Oil No.2
WEST WARWICK | RENTAL PROPERTY | 1192-1210 MAIN ST | UST-18666 | Commercials | 10 | 1984-10-09 | Permanently Closed | 500 | Heating Oil No.2
WEST WARWICK | RENTAL PROPERTY | 1221 MAIN ST | UST-18846 | Commercials | 1 | 1984-10-09 | Permanently Closed | 1000 | Unknown
WEST WARWICK | RENTAL PROPERTY | 149 LEGRIS AVE | UST-18901 | Commercials | 1 | 1984-10-09 | Permanently Closed | 1500 | Gasoline
WEST WARWICK | RESIDENTIAL PROPERTY | 1000 PROVIDENCE ST | UST-5032 | Private Residence | 1 | null | Permanently Closed | 1000 | Heating Oil No.2
WEST WARWICK | RHYDA TIRE | 199 PROVIDENCE ST | UST-133 | Other | 1 | 1984-10-09 | Permanently Closed | 500 | Heating Oil No.2
WEST WARWICK | RHYDA TIRE | 199 PROVIDENCE ST | UST-133 | Other | 2 | 1984-10-09 | Permanently Closed | 4000 | Gasoline
WEST WARWICK | RHYDA TIRE | 199 PROVIDENCE ST | UST-133 | Other | 3 | 1984-10-09 | Permanently Closed | 4000 | Gasoline
WEST WARWICK | RHYDA TIRE | 199 PROVIDENCE ST | UST-133 | Other | 4 | 1984-10-09 | Permanently Closed | 4000 | Gasoline
WEST WARWICK | RHYDA TIRE | 199 PROVIDENCE ST | UST-133 | Other | 5 | 1984-10-09 | Permanently Closed | 5000 | Gasoline
WEST WARWICK | RHYDA TIRE | 199 PROVIDENCE ST | UST-133 | Other | 6 | 1984-10-09 | Permanently Closed | 550 | Waste Oil
WEST WARWICK | RI COMMUNITY FOOD BANK | 104 HAY ST | UST-2752 | Other | 1 | 1984-10-09 | Permanently Closed | 1000 | Heating Oil No.2
WEST WARWICK | RI COMMUNITY FOOD BANK | 104 HAY ST | UST-2752 | Other | 2 | 1984-10-09 | Permanently Closed | 2000 | Gasoline
WEST WARWICK | RIVER POINT LACE | 825 MAIN ST | UST-16226 | Commercials | 1 | 1984-10-09 | Permanently Closed | 8000 | Heating Oil No.6
WEST WARWICK | ROGER'S PAINT | 199 WASHINGTON ST | UST-4080 | Commercials | 1 | 1984-10-09 | Permanently Closed | 500 | Heating Oil No.2
WEST WARWICK | ROGER'S PAINT | 199 WASHINGTON ST | UST-4080 | Commercials | 2 | 1984-10-09 | Permanently Closed | 1000 | Mixture
WEST WARWICK | ROGERS AUTOMOTIVE SERVICE, INC. | 188 WASHINGTON ST | UST-316 | Commercials | 1 | 1981-03-01 | Permanently Closed | 4000 | Gasoline
WEST WARWICK | ROGERS AUTOMOTIVE SERVICE, INC. | 188 WASHINGTON ST | UST-316 | Commercials | 2 | 1981-03-01 | Permanently Closed | 4000 | Gasoline
WEST WARWICK | ROGERS AUTOMOTIVE SERVICE, INC. | 188 WASHINGTON ST | UST-316 | Commercials | 3 | 1973-03-01 | Permanently Closed | 6000 | Gasoline
WEST WARWICK | ROGERS AUTOMOTIVE SERVICE, INC. | 188 WASHINGTON ST | UST-316 | Commercials | 4 | 1984-10-09 | Permanently Closed | 500 | Heating Oil No.2
WEST WARWICK | ROGERS AUTOMOTIVE SERVICE, INC. | 188 WASHINGTON ST | UST-316 | Commercials | 5 | 1984-10-09 | Permanently Closed | 500 | Waste Oil
WEST WARWICK | ROGERS AUTOMOTIVE SERVICE, INC. | 188 WASHINGTON ST | UST-316 | Commercials | 6 | 1984-10-09 | Permanently Closed | 1000 | Diesel
WEST WARWICK | ROGERS AUTOMOTIVE SERVICE, INC. | 188 WASHINGTON ST | UST-316 | Commercials | 7 | 1984-10-09 | Permanently Closed | 1000 | Diesel
WEST WARWICK | ROPAL REALTY | 1117 MAIN ST | UST-3465 | Commercials | 1 | 1965-12-01 | Permanently Closed | 1000 | Heating Oil No.2
WEST WARWICK | RTE 3 AUTO SALES | 2 TIOGUE AVE | UST-16154 | Commercials | 1 | 1984-10-09 | Permanently Closed | 4000 | Gasoline
WEST WARWICK | RTE 3 AUTO SALES | 2 TIOGUE AVE | UST-16154 | Commercials | 2 | 1984-10-09 | Permanently Closed | 4000 | Gasoline
WEST WARWICK | RTE 3 AUTO SALES | 2 TIOGUE AVE | UST-16154 | Commercials | 3 | 1984-10-09 | Permanently Closed | 4000 | Gasoline
WEST WARWICK | RTE 3 AUTO SALES | 2 TIOGUE AVE | UST-16154 | Commercials | 4 | 1984-10-09 | Permanently Closed | 500 | Waste Oil
WEST WARWICK | RTE 3 AUTO SALES | 2 TIOGUE AVE | UST-16154 | Commercials | 5 | 1984-10-09 | Permanently Closed | 1000 | Waste Oil
WEST WARWICK | RTE 3 AUTO SALES | 2 TIOGUE AVE | UST-16154 | Commercials | 6 | 1984-10-09 | Permanently Closed | 500 | Waste Oil
WEST WARWICK | SACRED HEART CHURCH | 820 PROVIDENCE ST | UST-1977 | Other | 1 | 1997-05-29 | Permanently Closed | 2000 | Heating Oil No.2
WEST WARWICK | SACRED HEART CHURCH | 820 PROVIDENCE ST | UST-1977 | Other | 2 | 1937-05-01 | Permanently Closed | 1000 | Heating Oil No.2
WEST WARWICK | SACRED HEART CHURCH | 820 PROVIDENCE ST | UST-1977 | Other | 3 | 1984-10-09 | Permanently Closed | 3000 | Heating Oil No.2
WEST WARWICK | SAM'S FOOD STORE | 119 EAST MAIN ST | UST-744 | Gasoline Station | 1 | 1978-04-01 | Permanently Closed | 8000 | Gasoline
WEST WARWICK | SAM'S FOOD STORE | 119 EAST MAIN ST | UST-744 | Gasoline Station | 2 | 1978-04-01 | Permanently Closed | 8000 | Gasoline
WEST WARWICK | SAM'S FOOD STORE | 119 EAST MAIN ST | UST-744 | Gasoline Station | 3 | 1978-04-01 | Permanently Closed | 8000 | Gasoline
WEST WARWICK | SAM'S FOOD STORE | 119 EAST MAIN ST | UST-744 | Gasoline Station | 4 | 1984-10-09 | Permanently Closed | 500 | Unknown
WEST WARWICK | SAM'S FOOD STORE | 119 EAST MAIN ST | UST-744 | Gasoline Station | 5 | 1997-03-01 | In Use | 10000 | Gasoline | Double Walled | 2005-02-08
WEST WARWICK | SAM'S FOOD STORE | 119 EAST MAIN ST | UST-744 | Gasoline Station | 6 | 1997-03-01 | In Use | 6000 | Gasoline | Double Walled | 2005-02-08
WEST WARWICK | SAM'S FOOD STORE | 119 EAST MAIN ST | UST-744 | Gasoline Station | 7 | 1997-03-01 | In Use | 4000 | Diesel | Double Walled | 2015-02-08
WEST WARWICK | SAM'S FOOD STORE | 119 EAST MAIN ST | UST-744 | Gasoline Station | 8 | 1984-10-09 | Permanently Closed | 1000 | Mixture
WEST WARWICK | SEPE PROPERTY | 60 ARCHAMBAULT | UST-18550 | Commercials | 1 | 1984-10-09 | Permanently Closed | 10000 | Heating Oil No.2
WEST WARWICK | SEPE PROPERTY | 60 ARCHAMBAULT | UST-18550 | Commercials | 2 | 1984-10-09 | Permanently Closed | 10000 | Heating Oil No.2
WEST WARWICK | SEPE PROPERTY | 60 ARCHAMBAULT | UST-18550 | Commercials | 3 | 1984-10-09 | Permanently Closed | 10000 | Heating Oil No.2
WEST WARWICK | SEPE PROPERTY | 60 ARCHAMBAULT | UST-18550 | Commercials | 4 | 1984-10-09 | Permanently Closed | 10000 | Heating Oil No.2
WEST WARWICK | SEPE PROPERTY | 60 ARCHAMBAULT | UST-18550 | Commercials | 5 | 1984-10-09 | Permanently Closed | 20000 | Heating Oil No.2
WEST WARWICK | SEPE PROPERTY | 60 ARCHAMBAULT | UST-18550 | Commercials | 6 | 1984-10-09 | Permanently Closed | 5000 | Heating Oil No.2
WEST WARWICK | SHADY OAKS | 33 OLD CARRIAGE RD | UST-18946 | Multiple Residence | 1 | 1970-07-01 | Permanently Closed | 1000 | Heating Oil No.2
WEST WARWICK | SHADY OAKS | 33 OLD CARRIAGE RD | UST-18946 | Multiple Residence | 2 | 1970-07-01 | Permanently Closed | 1000 | Heating Oil No.2
WEST WARWICK | SHADY OAKS | 33 OLD CARRIAGE RD | UST-18946 | Multiple Residence | 3 | 1970-07-01 | Permanently Closed | 1000 | Heating Oil No.2
WEST WARWICK | SHADY OAKS | 33 OLD CARRIAGE RD | UST-18946 | Multiple Residence | 4 | 1970-07-01 | Permanently Closed | 1000 | Heating Oil No.2
WEST WARWICK | SHADY OAKS | 33 OLD CARRIAGE RD | UST-18946 | Multiple Residence | 5 | 1970-07-01 | Permanently Closed | 1000 | Heating Oil No.2
WEST WARWICK | SHADY OAKS | 33 OLD CARRIAGE RD | UST-18946 | Multiple Residence | 6 | 1970-07-01 | Permanently Closed | 1000 | Heating Oil No.2
WEST WARWICK | SHADY OAKS | 33 OLD CARRIAGE RD | UST-18946 | Multiple Residence | 7 | 1970-07-01 | Permanently Closed | 1000 | Heating Oil No.2
WEST WARWICK | SHADY OAKS | 33 OLD CARRIAGE RD | UST-18946 | Multiple Residence | 8 | 1984-10-09 | Permanently Closed | 1000 | Heating Oil No.2
WEST WARWICK | SHAHID 3 LLC | 139 LEGRIS AVE | UST-1509 | Gasoline Station | 1 | 1961-04-01 | Permanently Closed | 5000 | Gasoline | Double Walled
WEST WARWICK | SHAHID 3 LLC | 139 LEGRIS AVE | UST-1509 | Gasoline Station | 2 | 1972-04-01 | Permanently Closed | 4000 | Gasoline
WEST WARWICK | SHAHID 3 LLC | 139 LEGRIS AVE | UST-1509 | Gasoline Station | 3 | 1961-04-01 | Permanently Closed | 3000 | Gasoline
WEST WARWICK | SHAHID 3 LLC | 139 LEGRIS AVE | UST-1509 | Gasoline Station | 4 | 1961-04-01 | Permanently Closed | 550 | Heating Oil No.2
WEST WARWICK | SHAHID 3 LLC | 139 LEGRIS AVE | UST-1509 | Gasoline Station | 5 | 1961-04-01 | Permanently Closed | 550 | Waste Oil
WEST WARWICK | SHAHID 3 LLC | 139 LEGRIS AVE | UST-1509 | Gasoline Station | 6 | 1990-02-01 | In Use | 10000 | Gasoline | Double Walled
WEST WARWICK | SHAHID 3 LLC | 139 LEGRIS AVE | UST-1509 | Gasoline Station | 7 | 1990-02-01 | In Use | 10000 | Gasoline | Double Walled
WEST WARWICK | SHAHID 3 LLC | 139 LEGRIS AVE | UST-1509 | Gasoline Station | 8 | 1990-02-01 | In Use | 10000 | Gasoline | Double Walled
WEST WARWICK | SHAHID 3 LLC | 139 LEGRIS AVE | UST-1509 | Gasoline Station | 9 | 1984-10-09 | Permanently Closed | 500 | Gasoline
WEST WARWICK | SHAHID 3 LLC | 139 LEGRIS AVE | UST-1509 | Gasoline Station | 10 | 1984-10-09 | Permanently Closed | 1000 | Gasoline | Double Walled
WEST WARWICK | SHAHID 3 LLC | 139 LEGRIS AVE | UST-1509 | Gasoline Station | 11 | 1984-10-09 | Permanently Closed | 1000 | Gasoline
WEST WARWICK | SHELL | 6 PROVIDENCE ST | UST-918 | Gasoline Station | 1 | 1984-06-01 | Permanently Closed | 12000 | Gasoline | Single Walled | 1997-11-21
WEST WARWICK | SHELL | 6 PROVIDENCE ST | UST-918 | Gasoline Station | 2 | 1984-06-01 | Permanently Closed | 12000 | Gasoline | Single Walled | 1997-11-21
WEST WARWICK | SHELL | 6 PROVIDENCE ST | UST-918 | Gasoline Station | 3 | 1984-06-01 | Permanently Closed | 12000 | Gasoline | Single Walled | 1997-11-21
WEST WARWICK | SHELL | 6 PROVIDENCE ST | UST-918 | Gasoline Station | 4 | 2017-12-07 | In Use | 9000 | Gasoline |  | 2017-12-11
WEST WARWICK | SHELL | 6 PROVIDENCE ST | UST-918 | Gasoline Station | 5 | 2017-12-07 | In Use | 6000 | Gasoline |  | 2017-12-11
WEST WARWICK | SMITH TRUCKING COMPANY | 63 EAST MAIN ST | UST-16888 | Commercials | 1 | 1984-10-09 | Permanently Closed | 1000 | Diesel
WEST WARWICK | SONISIS, INC. | 324 WASHIONGTON ST | UST-17439 | Commercials | 1 | 1984-10-09 | Permanently Closed | 500 | Diesel
WEST WARWICK | SONISIS, INC. | 324 WASHIONGTON ST | UST-17439 | Commercials | 2 | 1984-10-09 | Permanently Closed | 1000 | Gasoline
WEST WARWICK | SONYA MURPHY (RESIDENCE) | 185 PULASKI ST | UST-18388 | Private Residence | 1 | 1984-10-09 | Permanently Closed | 1500 | Heating Oil No.2
WEST WARWICK | SPEEDWAY #2819 | 346 PROVIDENCE ST | UST-290 | Gasoline Station | 1 | 1972-03-01 | Permanently Closed | 10000 | Gasoline
WEST WARWICK | SPEEDWAY #2819 | 346 PROVIDENCE ST | UST-290 | Gasoline Station | 2 | 1972-03-01 | Permanently Closed | 10000 | Gasoline
WEST WARWICK | SPEEDWAY #2819 | 346 PROVIDENCE ST | UST-290 | Gasoline Station | 3 | 1972-03-01 | Permanently Closed | 1500 | Gasoline
WEST WARWICK | SPEEDWAY #2819 | 346 PROVIDENCE ST | UST-290 | Gasoline Station | 4 | 1984-10-09 | Permanently Closed | 1000 | Heating Oil No.2
WEST WARWICK | SPEEDWAY #2819 | 346 PROVIDENCE ST | UST-290 | Gasoline Station | 5 | 1988-03-01 | Permanently Closed | 8000 | Gasoline | Single Walled
WEST WARWICK | SPEEDWAY #2819 | 346 PROVIDENCE ST | UST-290 | Gasoline Station | 6 | 1988-03-01 | Permanently Closed | 8000 | Gasoline | Single Walled
WEST WARWICK | SPEEDWAY #2819 | 346 PROVIDENCE ST | UST-290 | Gasoline Station | 7 | 1988-03-01 | Permanently Closed | 8000 | Gasoline | Single Walled
WEST WARWICK | SPEEDWAY #2819 | 346 PROVIDENCE ST | UST-290 | Gasoline Station | 8 | 1988-03-01 | Permanently Closed | 2000 | Diesel | Single Walled
WEST WARWICK | SPEEDWAY #2819 | 346 PROVIDENCE ST | UST-290 | Gasoline Station | 9 | 2015-04-29 | In Use | 20000 | Gasoline | Double Walled | 2015-05-06
WEST WARWICK | SPEEDWAY #2819 | 346 PROVIDENCE ST | UST-290 | Gasoline Station | 10 | 2015-04-29 | In Use | 8000 | Gasoline | Double Walled | 2015-05-06
WEST WARWICK | SPEEDWAY #2819 | 346 PROVIDENCE ST | UST-290 | Gasoline Station | 11 | 2015-04-29 | In Use | 12000 | Diesel | Double Walled | 2015-05-06
WEST WARWICK | SS PETER & PAUL CHURCH | 48 HIGHLAND AVE | UST-2145 | Other | 1 | 1973-01-01 | Permanently Closed | 1000 | Heating Oil No.2 | Single Walled
WEST WARWICK | SS PETER & PAUL CHURCH | 48 HIGHLAND AVE | UST-2145 | Other | 2 | 1973-01-01 | In Use | 1000 | Heating Oil No.2 | Single Walled
WEST WARWICK | ST. ANTHONY'S CHURCH | 10 SUNSET AVE | UST-15804 | Other | 1 | 1984-10-09 | Permanently Closed | 1000 | Heating Oil No.2
WEST WARWICK | ST. ANTHONY'S CHURCH | 10 SUNSET AVE | UST-15804 | Other | 2 | 1984-10-09 | Permanently Closed | 1000 | Heating Oil No.2
WEST WARWICK | ST. JAMES CHURCH & SCHOOL | 1270 MAIN ST | UST-3847 | Commercials | 1 | 1984-10-09 | Permanently Closed | 2500 | Heating Oil No.2
WEST WARWICK | ST. JAMES CHURCH & SCHOOL | 1270 MAIN ST | UST-3847 | Commercials | 2 | 1984-10-09 | Permanently Closed | 5000 | Heating Oil No.2
WEST WARWICK | ST. JOHN'S CHURCH | 20 WASHINGTON ST | UST-15060 | Other | 1 | 1984-10-09 | Permanently Closed | 1000 | Heating Oil No.2
WEST WARWICK | ST. JOHN'S CHURCH | 20 WASHINGTON ST | UST-15060 | Other | 2 | 1984-10-09 | Permanently Closed | 3000 | Heating Oil No.2
WEST WARWICK | ST. JOHN'S CHURCH | 20 WASHINGTON ST | UST-15060 | Other | 3 | 1984-10-09 | Permanently Closed | 5000 | Heating Oil No.2
WEST WARWICK | ST. JOSEPH SCHOOL | 840 WAKEFIELD ST | UST-18008 | Education Private | 1 | 1984-10-09 | Permanently Closed | 5000 | Heating Oil No.2
WEST WARWICK | SUBWAY - WEST WARWICK | 923 MAIN ST | UST-4717 | Commercials | 1 | 1984-10-09 | Permanently Closed | 3000 | Heating Oil No.2
WEST WARWICK | TANGLEWOOD VILLAGE APARTMENTS | 47 TANGLEWOOD CT | UST-1405 | Commercials | 1 | 1973-07-01 | Permanently Closed | 12000 | Heating Oil No.2
WEST WARWICK | TANGLEWOOD VILLAGE APARTMENTS | 47 TANGLEWOOD CT | UST-1405 | Commercials | 2 | 1998-07-31 | Permanently Closed | 2000 | Heating Oil No.2 | Double Walled
WEST WARWICK | TANGLEWOOD VILLAGE APARTMENTS | 47 TANGLEWOOD CT | UST-1405 | Commercials | 3 | 1998-07-31 | Permanently Closed | 1000 | Heating Oil No.2 | Double Walled
WEST WARWICK | TANGLEWOOD VILLAGE APARTMENTS | 47 TANGLEWOOD CT | UST-1405 | Commercials | 4 | 1998-07-31 | Permanently Closed | 1000 | Heating Oil No.2 | Double Walled
WEST WARWICK | TANGLEWOOD VILLAGE APARTMENTS | 47 TANGLEWOOD CT | UST-1405 | Commercials | 5 | 1998-07-31 | Permanently Closed | 1000 | Heating Oil No.2 | Double Walled
WEST WARWICK | TANGLEWOOD VILLAGE APARTMENTS | 47 TANGLEWOOD CT | UST-1405 | Commercials | 6 | 1998-07-31 | Permanently Closed | 1000 | Heating Oil No.2 | Double Walled
WEST WARWICK | TANGLEWOOD VILLAGE APARTMENTS | 47 TANGLEWOOD CT | UST-1405 | Commercials | 7 | 1998-07-31 | Permanently Closed | 2000 | Heating Oil No.2 | Double Walled
WEST WARWICK | TANGLEWOOD VILLAGE APARTMENTS | 47 TANGLEWOOD CT | UST-1405 | Commercials | 8 | 1998-07-31 | Permanently Closed | 2000 | Heating Oil No.2 | Double Walled
WEST WARWICK | TANGLEWOOD VILLAGE APARTMENTS | 47 TANGLEWOOD CT | UST-1405 | Commercials | 9 | 1998-07-31 | Permanently Closed | 2000 | Heating Oil No.2 | Double Walled
WEST WARWICK | TANGLEWOOD VILLAGE APARTMENTS | 47 TANGLEWOOD CT | UST-1405 | Commercials | 10 | 1998-07-31 | Permanently Closed | 2000 | Heating Oil No.2 | Double Walled
WEST WARWICK | TANGLEWOOD VILLAGE APARTMENTS | 47 TANGLEWOOD CT | UST-1405 | Commercials | 11 | 1998-07-31 | Permanently Closed | 2000 | Heating Oil No.2 | Double Walled
WEST WARWICK | THE ORIGINAL BRADFORD SOAP WORKS, INC. | 200 PROVIDENCE ST | UST-1855 | Industrial | 1 | 1956-05-01 | Permanently Closed | 10000 | Heating Oil No.6
WEST WARWICK | THE ORIGINAL BRADFORD SOAP WORKS, INC. | 200 PROVIDENCE ST | UST-1855 | Industrial | 2 | 1980-05-01 | Permanently Closed | 5000 | Hazardous Substance
WEST WARWICK | THE ORIGINAL BRADFORD SOAP WORKS, INC. | 200 PROVIDENCE ST | UST-1855 | Industrial | 3 | 1950-05-01 | Permanently Closed | 550 | Gasoline
WEST WARWICK | THE ORIGINAL BRADFORD SOAP WORKS, INC. | 200 PROVIDENCE ST | UST-1855 | Industrial | 4 | 1950-05-01 | Permanently Closed | 550 | Gasoline
WEST WARWICK | THE ORIGINAL BRADFORD SOAP WORKS, INC. | 200 PROVIDENCE ST | UST-1855 | Industrial | 5 | 1999-11-04 | In Use | 6000 | Hazardous Substance | Double Walled | 2021-10-07
WEST WARWICK | TOWN & COUNTRY TRANSPORTATION | 2 NORWICKI ST | UST-34 | Commercials | 1 | 1983-01-01 | Permanently Closed | 4000 | Diesel
WEST WARWICK | TRILLIUM FUEL WEST WARWICK | 242 COWESETT AVE | UST-102 | Gasoline Station | 1 | 1965-02-01 | Permanently Closed | 10000 | Gasoline
WEST WARWICK | TRILLIUM FUEL WEST WARWICK | 242 COWESETT AVE | UST-102 | Gasoline Station | 2 | 1992-01-01 | Permanently Closed | 15000 | Gasoline | Double Walled
WEST WARWICK | TRILLIUM FUEL WEST WARWICK | 242 COWESETT AVE | UST-102 | Gasoline Station | 3 | 1970-02-01 | Permanently Closed | 6000 | Gasoline
WEST WARWICK | TRILLIUM FUEL WEST WARWICK | 242 COWESETT AVE | UST-102 | Gasoline Station | 4 | 1992-01-01 | Permanently Closed | 6000 | Gasoline | Double Walled
WEST WARWICK | TRILLIUM FUEL WEST WARWICK | 242 COWESETT AVE | UST-102 | Gasoline Station | 5 | 1965-02-01 | Permanently Closed | 10000 | Gasoline
WEST WARWICK | TRILLIUM FUEL WEST WARWICK | 242 COWESETT AVE | UST-102 | Gasoline Station | 6 | 1992-01-01 | Permanently Closed | 9000 | Gasoline | Double Walled
WEST WARWICK | TRILLIUM FUEL WEST WARWICK | 242 COWESETT AVE | UST-102 | Gasoline Station | 7 | 1965-02-01 | Permanently Closed | 1000 | Heating Oil No.2
WEST WARWICK | TRILLIUM FUEL WEST WARWICK | 242 COWESETT AVE | UST-102 | Gasoline Station | 8 | 1992-01-01 | Permanently Closed | 6000 | Diesel | Double Walled
WEST WARWICK | TRILLIUM FUEL WEST WARWICK | 242 COWESETT AVE | UST-102 | Gasoline Station | 9 | 1965-02-01 | Permanently Closed | 500 | Waste Oil
WEST WARWICK | TRILLIUM FUEL WEST WARWICK | 242 COWESETT AVE | UST-102 | Gasoline Station | 10 | 2006-12-11 | In Use | 6000 | Gasoline | Double Walled | 2006-11-15
WEST WARWICK | TRILLIUM FUEL WEST WARWICK | 242 COWESETT AVE | UST-102 | Gasoline Station | 11 | 2006-12-11 | In Use | 6000 | Diesel | Double Walled | 2006-11-15
WEST WARWICK | TRILLIUM FUEL WEST WARWICK | 242 COWESETT AVE | UST-102 | Gasoline Station | 12 | 2006-12-11 | In Use | 12000 | Gasoline | Double Walled | 2006-11-15
WEST WARWICK | UAG WEST BAY AM, LLC | 31 PROVIDENCE ST | UST-2891 | Industrial | 1 | 1984-10-09 | Permanently Closed | 1000 | Heating Oil No.2
WEST WARWICK | UAG WEST BAY AM, LLC | 31 PROVIDENCE ST | UST-2891 | Industrial | 2 | 1984-10-09 | Permanently Closed | 1000 | Gasoline
WEST WARWICK | UAG WEST BAY AM, LLC | 31 PROVIDENCE ST | UST-2891 | Industrial | 3 | 1984-10-09 | Permanently Closed | 1000 | Heating Oil No.2
WEST WARWICK | UAG WEST BAY AM, LLC | 31 PROVIDENCE ST | UST-2891 | Industrial | 4 | 1984-10-09 | Permanently Closed | 275 | Waste Oil
WEST WARWICK | UNIVERSAL MOTORS | 339 QUAKER LN | UST-15421 | Commercials | 1 | 1984-10-09 | Permanently Closed | 5000 | Gasoline
WEST WARWICK | UNIVERSAL MOTORS | 339 QUAKER LN | UST-15421 | Commercials | 2 | 1984-10-09 | Permanently Closed | 5000 | Gasoline
WEST WARWICK | UNIVERSAL MOTORS | 339 QUAKER LN | UST-15421 | Commercials | 3 | 1984-10-09 | Permanently Closed | 3000 | Gasoline
WEST WARWICK | UNIVERSAL MOTORS | 339 QUAKER LN | UST-15421 | Commercials | 4 | 1984-10-09 | Permanently Closed | 5000 | Heating Oil No.2
WEST WARWICK | VACANT BUILDING | 10 FACTORY ST | UST-4585 | Commercials | 1 | 1984-10-09 | Permanently Closed | 1000 | Heating Oil No.2
WEST WARWICK | VALLEY COUNTRY CLUB | 251 NEW LONDON AVE | UST-16115 | Other | 1 | 1984-10-09 | Permanently Closed | 500 | Gasoline
WEST WARWICK | VALLEY MAID CO., INC. | 129 BROOKSIDE AVE | UST-1867 | Industrial | 1 | 1950-05-01 | Permanently Closed | 8000 | Heating Oil No.2
WEST WARWICK | VALLEY MAID CO., INC. | 129 BROOKSIDE AVE | UST-1867 | Industrial | 2 | 1974-05-01 | Permanently Closed | 10000 | Heating Oil No.2
WEST WARWICK | VALLEY MAID CO., INC. | 129 BROOKSIDE AVE | UST-1867 | Industrial | 3 | 1950-05-01 | Permanently Closed | 3000 | Heating Oil No.2
WEST WARWICK | VEE'S PROPERTIES | 808 PROVIDENCE ST | UST-5045 | Farm | 1 | null | Permanently Closed | 2000 | Heating Oil No.2 | Single Walled
WEST WARWICK | VERIZON NEW ENGLAND, INC. (RI 325607) | 1103 MAIN ST | UST-1216 | Commercials | 1 | 1992-11-01 | Permanently Closed | 1000 | Heating Oil No.2
WEST WARWICK | VERIZON NEW ENGLAND, INC. (RI 325607) | 1103 MAIN ST | UST-1216 | Commercials | 2 | 1984-10-09 | Permanently Closed | 2000 | Heating Oil No.2
WEST WARWICK | VERIZON NEW ENGLAND, INC. (RI 325607) | 1103 MAIN ST | UST-1216 | Commercials | 3 | 1992-11-01 | Permanently Closed | 1000 | Diesel | Double Walled
WEST WARWICK | VERIZON NEW ENGLAND, INC. (RI 325607) | 1103 MAIN ST | UST-1216 | Commercials | 4 | 1984-10-09 | Permanently Closed | 3000 | Diesel
WEST WARWICK | VERRIER PROPERTY | 1693 MAIN ST | UST-4002 | Commercials | 1 | 1984-10-09 | Permanently Closed | 750 | Waste Oil
WEST WARWICK | VERRIER PROPERTY | 1693 MAIN ST | UST-4002 | Commercials | 2 | 1984-10-09 | Permanently Closed | 750 | Waste Oil
WEST WARWICK | VILLAGE COLLISON CENTER | 5 ASTER ST | UST-19234 | Industrial | 1 | 1995-01-02 | Permanently Closed | 1000 | Heating Oil No.2
WEST WARWICK | W.W. LUMBER & CARPET COMPANY | 88 WEST WARWICK AVE | UST-15312 | Commercials | 1 | 1984-10-09 | Permanently Closed | 4000 | Gasoline
WEST WARWICK | W.W. LUMBER & CARPET COMPANY | 88 WEST WARWICK AVE | UST-15312 | Commercials | 2 | 1984-10-09 | Permanently Closed | 4000 | Gasoline
WEST WARWICK | W.W. LUMBER & CARPET COMPANY | 88 WEST WARWICK AVE | UST-15312 | Commercials | 3 | 1984-10-09 | Permanently Closed | 3000 | Gasoline
WEST WARWICK | W.W. LUMBER & CARPET COMPANY | 88 WEST WARWICK AVE | UST-15312 | Commercials | 4 | 1984-10-09 | Permanently Closed | 3000 | Gasoline
WEST WARWICK | W.W. LUMBER & CARPET COMPANY | 88 WEST WARWICK AVE | UST-15312 | Commercials | 5 | 1984-10-09 | Permanently Closed | 3000 | Gasoline
WEST WARWICK | WARWICK DYE & FINISH | 65 MANCHESTER ST | UST-2111 | Commercials | 1 | 1984-10-09 | Permanently Closed | 750 | Waste Oil
WEST WARWICK | WARWICK DYE & FINISH | 65 MANCHESTER ST | UST-2111 | Commercials | 2 | 1984-10-09 | Permanently Closed | 10000 | Heating Oil No.4
WEST WARWICK | WARWICK DYE & FINISH | 65 MANCHESTER ST | UST-2111 | Commercials | 3 | 1984-10-09 | Permanently Closed | 750 | Waste Oil
WEST WARWICK | WARWICK DYEING CORPORATION | PULASKI ST | UST-16408 | Industrial | 1 | 1984-10-09 | Permanently Closed | 1000 | Heating Oil No.2
WEST WARWICK | WARWICK MILL | 155 BROOKSIDE AVE | UST-3 | Industrial | 1 | 1984-10-09 | In Use | 15000 | Heating Oil No.6
WEST WARWICK | WEST VALLEY INN | 4 BLOSSOM ST | UST-3441 | Commercials | 1 | 1989-07-01 | Permanently Closed | 1000 | Heating Oil No.2
WEST WARWICK | WEST VALLEY INN | 4 BLOSSOM ST | UST-3441 | Commercials | 2 | 1986-07-01 | Permanently Closed | 500 | Heating Oil No.2
WEST WARWICK | WEST VALLEY INN | 4 BLOSSOM ST | UST-3441 | Commercials | 3 | 1989-07-01 | Permanently Closed | 1000 | Heating Oil No.2
WEST WARWICK | WEST WARWICK COUNTRY CLUB | 335 WAKEFIELD ST | UST-18218 | Other | 1 | 1984-10-09 | Permanently Closed | 1000 | Heating Oil No.2
WEST WARWICK | WEST WARWICK FIRE DEPARTMENT | 684 PROVIDENCE ST | UST-2861 | City/Town Government | 1 | 1988-04-01 | In Use | 1000 | Heating Oil No.2
WEST WARWICK | WEST WARWICK FIRE DEPARTMENT | 684 PROVIDENCE ST | UST-2861 | City/Town Government | 2 | 1984-10-09 | Permanently Closed | 500 | Heating Oil No.2
WEST WARWICK | WEST WARWICK MANOR | 62 ROBERT ST | UST-2177 | City/Town Government | 1 | 1985-02-01 | Permanently Closed | 2000 | Diesel | Single Walled
WEST WARWICK | WEST WARWICK MANOR | 62 ROBERT ST | UST-2177 | City/Town Government | 2 | 1984-10-09 | Permanently Closed | 10000 | Heating Oil No.4
WEST WARWICK | WEST WARWICK POLICE/FIRE DEPARTMENT | 1162-1170 MAIN ST | UST-472 | City/Town Government | 1 | 1955-04-01 | Permanently Closed | 3000 | Gasoline
WEST WARWICK | WEST WARWICK POLICE/FIRE DEPARTMENT | 1162-1170 MAIN ST | UST-472 | City/Town Government | 2 | 1981-04-01 | Permanently Closed | 5000 | Gasoline
WEST WARWICK | WEST WARWICK POLICE/FIRE DEPARTMENT | 1162-1170 MAIN ST | UST-472 | City/Town Government | 3 | 1982-04-01 | Permanently Closed | 5000 | Heating Oil No.4
WEST WARWICK | WEST WARWICK POLICE/FIRE DEPARTMENT | 1162-1170 MAIN ST | UST-472 | City/Town Government | 4 | 1980-02-01 | Permanently Closed | 275 | Heating Oil No.2
WEST WARWICK | WEST WARWICK POLICE/FIRE DEPARTMENT | 1162-1170 MAIN ST | UST-472 | City/Town Government | 5 | 1984-10-09 | Permanently Closed | 2000 | Waste Oil
WEST WARWICK | WEST WARWICK POLICE/FIRE DEPARTMENT | 1162-1170 MAIN ST | UST-472 | City/Town Government | 6 | 1984-10-09 | Permanently Closed | 1000 | Gasoline
WEST WARWICK | WEST WARWICK POLICE/FIRE DEPARTMENT | 1162-1170 MAIN ST | UST-472 | City/Town Government | 7 | 1998-05-01 | In Use | 10000 | Heating Oil No.2 | Double Walled
WEST WARWICK | WEST WARWICK POLICE/FIRE DEPARTMENT | 1162-1170 MAIN ST | UST-472 | City/Town Government | 8 | 1998-05-01 | In Use | 500 | Heating Oil No.2 | Double Walled
WEST WARWICK | WEST WARWICK PUBLIC LIBRARY | 1043 MAIN ST | UST-15955 | Other | 1 | 1984-10-09 | Permanently Closed | 2000 | Heating Oil No.2
WEST WARWICK | WEST WARWICK REGIONAL WWTF | 1 PONTIAC AVE | UST-3159 | City/Town Government | 1 | 1950-10-01 | Permanently Closed | 2000 | Heating Oil No.2
WEST WARWICK | WEST WARWICK REGIONAL WWTF | 1 PONTIAC AVE | UST-3159 | City/Town Government | 2 | 1989-08-01 | Permanently Closed | 2000 | Diesel | Double Walled
WEST WARWICK | WEST WARWICK REGIONAL WWTF | 1 PONTIAC AVE | UST-3159 | City/Town Government | 3 | 1989-08-01 | In Use | 4000 | Heating Oil No.2 | Single Walled
WEST WARWICK | WEST WARWICK REGIONAL WWTF | 1 PONTIAC AVE | UST-3159 | City/Town Government | 4 | 1989-08-01 | In Use | 1000 | Heating Oil No.2 | Single Walled
WEST WARWICK | WEST WARWICK REGIONAL WWTF | 1 PONTIAC AVE | UST-3159 | City/Town Government | 5 | 1989-08-01 | In Use | 550 | Heating Oil No.2 | Single Walled
WEST WARWICK | WEST WARWICK REGIONAL WWTF | 1 PONTIAC AVE | UST-3159 | City/Town Government | 6 | 1991-07-17 | Permanently Closed | 2500 | Diesel | Double Walled | 2017-09-12
WEST WARWICK | WEST WARWICK REGIONAL WWTF | 1 PONTIAC AVE | UST-3159 | City/Town Government | 7 | 1991-07-17 | Permanently Closed | 2500 | Diesel | Double Walled | 2017-09-12
WEST WARWICK | WEST WARWICK SENIOR HIGH SCHOOL | 1 WEBSTER KNIGHT DR | UST-1343 | Education - Town | 1 | 1965-05-01 | In Use | 10000 | Heating Oil No.2
WEST WARWICK | WEST WARWICK TOWN GARAGE | 10 JUNIOR ST | UST-3150 | City/Town Government | 1 | 1989-11-01 | In Use | 4000 | Heating Oil No.2
WEST WARWICK | WEST WARWICK TOWN GARAGE | 10 JUNIOR ST | UST-3150 | City/Town Government | 2 | 1984-10-09 | Permanently Closed | 1000 | Diesel
WEST WARWICK | WESTCOTT TERRACE | 319 PROVIDENCE ST | UST-3350 | Commercials | 1 | 1983-07-01 | Permanently Closed | 550 | Diesel
WEST WARWICK | YANKEE WOODCRAFTERS | 21 BRAYTON ST | UST-3473 | Industrial | 1 | 1973-10-01 | Permanently Closed | 10000 | Heating Oil No.4
WESTERLY | 116 HIGH STREET COMMERCIAL BLDG | 116 HIGH ST | UST-5019 | Commercials | 1 | null | Permanently Closed | 2000 | Heating Oil No.2
WESTERLY | 21 GARDNER GROUP HOME | 21 GARDNER DR | UST-4371 | State Government | 1 | 1984-10-09 | Permanently Closed | 500 | Heating Oil No.2
WESTERLY | 7-ELEVEN #32509 | 11 POST RD | UST-506 | Gasoline Station | 1 | 1984-10-09 | Permanently Closed | 3000 | Gasoline
WESTERLY | 7-ELEVEN #32509 | 11 POST RD | UST-506 | Gasoline Station | 2 | 1984-10-09 | Permanently Closed | 2000 | Gasoline
WESTERLY | 7-ELEVEN #32509 | 11 POST RD | UST-506 | Gasoline Station | 3 | 1984-10-09 | Permanently Closed | 2000 | Gasoline
WESTERLY | 7-ELEVEN #32509 | 11 POST RD | UST-506 | Gasoline Station | 4 | 1984-10-09 | Permanently Closed | 4000 | Gasoline
WESTERLY | 7-ELEVEN #32509 | 11 POST RD | UST-506 | Gasoline Station | 5 | 1984-10-09 | Permanently Closed | 4000 | Gasoline
WESTERLY | 7-ELEVEN #32509 | 11 POST RD | UST-506 | Gasoline Station | 6 | 1990-06-01 | Permanently Closed | 10000 | Gasoline | Single Walled | 1990-06-01
WESTERLY | 7-ELEVEN #32509 | 11 POST RD | UST-506 | Gasoline Station | 7 | 1990-06-01 | Permanently Closed | 10000 | Gasoline | Single Walled | 1990-06-01
WESTERLY | 7-ELEVEN #32509 | 11 POST RD | UST-506 | Gasoline Station | 8 | 1990-06-01 | Permanently Closed | 10000 | Gasoline | Single Walled | 1990-06-01
WESTERLY | 7-ELEVEN #32509 | 11 POST RD | UST-506 | Gasoline Station | 9 | 2019-12-19 | In Use | 20000 | Gasoline | Double Walled | 2020-01-09
WESTERLY | 7-ELEVEN #32509 | 11 POST RD | UST-506 | Gasoline Station | 10 | 2019-12-19 | In Use | 10000 | Gasoline | Double Walled | 2020-01-09
WESTERLY | 84 OCEAN VIEW HWY RESIDENCE | 84 OCEAN VIEW HWY | UST-4696 | Private Residence | 1 | 1984-10-09 | Permanently Closed | 2000 | Heating Oil No.2
WESTERLY | A.F. NARDONE BUILDING | 12 CANAL ST | UST-2526 | Industrial | 1 | 1935-05-01 | Permanently Closed | 1000 | Gasoline
WESTERLY | A.F. NARDONE BUILDING | 12 CANAL ST | UST-2526 | Industrial | 2 | 1935-05-01 | Permanently Closed | 1000 | Gasoline
WESTERLY | A.F. NARDONE BUILDING | 12 CANAL ST | UST-2526 | Industrial | 3 | 1935-05-01 | Permanently Closed | 1000 | Gasoline
WESTERLY | A.F. NARDONE BUILDING | 12 CANAL ST | UST-2526 | Industrial | 4 | 1960-05-01 | Permanently Closed | 275 | Waste Oil
WESTERLY | A.F. NARDONE BUILDING | 12 CANAL ST | UST-2526 | Industrial | 5 | 1940-05-01 | Permanently Closed | 1000 | Heating Oil No.2
WESTERLY | AFFORDABLE FURNISHINGS | 160 MAIN ST | UST-18799 | Commercials | 1 | 1984-10-09 | Permanently Closed | 1000 | Unknown
WESTERLY | ALBERT OUIMET RESIDENTIAL PROPERTY | 71 ELM ST | UST-4189 | Private Residence | 1 | 1984-10-09 | Permanently Closed | 1500 | Heating Oil No.2
WESTERLY | ALPINE SKI SHOP | 100 MAIN ST | UST-15648 | Commercials | 1 | 1984-10-09 | Permanently Closed | 1500 | Heating Oil No.2
WESTERLY | ALPINE SKI SHOP | 100 MAIN ST | UST-15648 | Commercials | 2 | 1984-10-09 | Permanently Closed | 5000 | Waste Oil
WESTERLY | ALPINE SKI SHOP | 100 MAIN ST | UST-15648 | Commercials | 3 | 1984-10-09 | Permanently Closed | 3000 | Gasoline
WESTERLY | ALPINE SKI SHOP | 100 MAIN ST | UST-15648 | Commercials | 4 | 1984-10-09 | Permanently Closed | 2000 | Gasoline
WESTERLY | AMERICAN FELT AND FILTER COMPANY | 34 CANAL ST | UST-1865 | Industrial | 1 | 1960-08-01 | Permanently Closed | 10000 | Heating Oil No.4
WESTERLY | AMERICAN FELT AND FILTER COMPANY | 34 CANAL ST | UST-1865 | Industrial | 2 | 1969-08-01 | Permanently Closed | 10000 | Heating Oil No.4
WESTERLY | AMERICAN FELT AND FILTER COMPANY | 34 CANAL ST | UST-1865 | Industrial | 3 | 1974-08-01 | Permanently Closed | 250 | Waste Oil
WESTERLY | ANTHONY C. FONDA | 2 KIDD'S WAY | UST-19061 | Private Residence | 1 | 1984-10-09 | Permanently Closed | 3000 | Gasoline
WESTERLY | ANTHONY C. FONDA | 2 KIDD'S WAY | UST-19061 | Private Residence | 2 | 1984-10-09 | In Use | 5000 | Heating Oil No.2
WESTERLY | ANTONIO AUTO | 55 RAILROAD AVE | UST-1503 | Commercials | 1 | 1937-04-01 | Permanently Closed | 500 | Heating Oil No.2 | Single Walled
WESTERLY | ANTONIO AUTO | 55 RAILROAD AVE | UST-1503 | Commercials | 2 | 1960-04-01 | Permanently Closed | 4000 | Gasoline
WESTERLY | ANTONIO AUTO | 55 RAILROAD AVE | UST-1503 | Commercials | 3 | 1960-04-01 | Permanently Closed | 4000 | Gasoline
WESTERLY | ANTONIO AUTO | 55 RAILROAD AVE | UST-1503 | Commercials | 4 | 1960-04-01 | Permanently Closed | 6000 | Gasoline
WESTERLY | ANTONIO AUTO | 55 RAILROAD AVE | UST-1503 | Commercials | 5 | 1942-04-01 | Permanently Closed | 550 | Waste Oil
WESTERLY | AVONDALE BOAT YARD | 47 AVONDALE RD | UST-2199 | Commercials | 1 | 1978-05-01 | Permanently Closed | 3000 | Gasoline
WESTERLY | AVONDALE BOAT YARD | 47 AVONDALE RD | UST-2199 | Commercials | 2 | 1977-08-01 | Permanently Closed | 1000 | Diesel
WESTERLY | AVONDALE BOAT YARD | 47 AVONDALE RD | UST-2199 | Commercials | 3 | 1989-06-13 | Permanently Closed | 5000 | Gasoline | Single Walled
WESTERLY | AVONDALE BOAT YARD | 47 AVONDALE RD | UST-2199 | Commercials | 4 | 1989-06-13 | Permanently Closed | 1000 | Diesel | Single Walled
WESTERLY | AVONDALE BOAT YARD | 47 AVONDALE RD | UST-2199 | Commercials | 5 | 1984-10-09 | Permanently Closed | 1000 | Motor Oil
WESTERLY | BABCOCK SCHOOL | 15 HIGHLAND AVE | UST-17210 | Education - Town | 1 | 1984-10-09 | Permanently Closed | 10000 | Heating Oil No.4
WESTERLY | BABCOCK VILLAGE | 122 CROSS ST | UST-3756 | Commercials | 1 | 1984-10-09 | Permanently Closed | 2000 | Diesel
WESTERLY | BAY STREET VILLAGE MARKET | 92 BAY ST | UST-318 | Gasoline Station | 1 | 1978-04-01 | Permanently Closed | 4000 | Gasoline
WESTERLY | BAY STREET VILLAGE MARKET | 92 BAY ST | UST-318 | Gasoline Station | 2 | 1978-04-01 | Permanently Closed | 4000 | Gasoline
WESTERLY | BAY STREET VILLAGE MARKET | 92 BAY ST | UST-318 | Gasoline Station | 3 | 1984-10-09 | Permanently Closed | 1000 | Gasoline
WESTERLY | BAY STREET VILLAGE MARKET | 92 BAY ST | UST-318 | Gasoline Station | 4 | 1984-10-09 | Permanently Closed | 750 | Unknown
WESTERLY | BEACH STREET SEWER PUMPING STATION | BEACH ST | UST-3383 | City/Town Government | 1 | 1979-10-01 | In Use | 620 | Heating Oil No.2
WESTERLY | BEACH STREET SEWER PUMPING STATION | BEACH ST | UST-3383 | City/Town Government | 2 | 1984-10-09 | Permanently Closed | 2000 | Diesel
WESTERLY | BEAUTY HUT, THE | 11 INDUSTRIAL DR | UST-2519 | Commercials | 1 | 1984-10-09 | Permanently Closed | 1000 | Heating Oil No.2
WESTERLY | BEST WAY FOOD & FUEL | 74 FRIENDSHIP ST | UST-1334 | Gasoline Station | 1 | 1980-07-01 | Permanently Closed | 550 | Heating Oil No.2
WESTERLY | BEST WAY FOOD & FUEL | 74 FRIENDSHIP ST | UST-1334 | Gasoline Station | 2 | 1955-07-01 | Permanently Closed | 3000 | Gasoline
WESTERLY | BEST WAY FOOD & FUEL | 74 FRIENDSHIP ST | UST-1334 | Gasoline Station | 3 | 1955-07-01 | Permanently Closed | 3000 | Gasoline
WESTERLY | BEST WAY FOOD & FUEL | 74 FRIENDSHIP ST | UST-1334 | Gasoline Station | 4 | 1955-07-01 | Permanently Closed | 3000 | Gasoline
WESTERLY | BEST WAY FOOD & FUEL | 74 FRIENDSHIP ST | UST-1334 | Gasoline Station | 5 | 1955-07-01 | Permanently Closed | 4000 | Gasoline
WESTERLY | BEST WAY FOOD & FUEL | 74 FRIENDSHIP ST | UST-1334 | Gasoline Station | 6 | 1985-07-01 | Permanently Closed | 8000 | Gasoline | Single Walled
WESTERLY | BEST WAY FOOD & FUEL | 74 FRIENDSHIP ST | UST-1334 | Gasoline Station | 7 | 1985-07-01 | Permanently Closed | 6000 | Gasoline | Single Walled
WESTERLY | BEST WAY FOOD & FUEL | 74 FRIENDSHIP ST | UST-1334 | Gasoline Station | 8 | 1985-07-01 | Permanently Closed | 6000 | Gasoline | Single Walled
WESTERLY | BEST WAY FOOD & FUEL | 74 FRIENDSHIP ST | UST-1334 | Gasoline Station | 9 | 1984-10-09 | Permanently Closed | 1000 | Waste Oil
WESTERLY | BEST WAY FOOD & FUEL | 74 FRIENDSHIP ST | UST-1334 | Gasoline Station | 10 | 2008-08-08 | In Use | 1000 | Kerosene |  | 2008-08-08
WESTERLY | BEST WAY FOOD & FUEL | 74 FRIENDSHIP ST | UST-1334 | Gasoline Station | 11 | 2008-08-08 | In Use | 3000 | Gasoline |  | 2008-08-08
WESTERLY | BEST WAY FOOD & FUEL | 74 FRIENDSHIP ST | UST-1334 | Gasoline Station | 12 | 2008-08-08 | In Use | 4000 | Diesel |  | 2008-08-08
WESTERLY | BEST WAY FOOD & FUEL | 74 FRIENDSHIP ST | UST-1334 | Gasoline Station | 13 | 2008-08-08 | In Use | 8000 | Gasoline
WESTERLY | BEST WAY FOOD & FUEL | 74 FRIENDSHIP ST | UST-1334 | Gasoline Station | 14 | 2008-08-08 | In Use | 8000 | Gasoline |  | 2008-08-08
WESTERLY | BLUE STAR MOTOR INN | 110 POST RD | UST-3766 | Commercials | 1 | 1984-10-09 | Permanently Closed | 1000 | Heating Oil No.2
WESTERLY | BOYD'S TIRE & AUTO | 336 BRADFORD RD | UST-3249 | Gasoline Station | 1 | 1981-08-01 | Permanently Closed | 2000 | Gasoline
WESTERLY | BOYD'S TIRE & AUTO | 336 BRADFORD RD | UST-3249 | Gasoline Station | 2 | 1981-08-01 | Permanently Closed | 2000 | Gasoline
WESTERLY | BOYD'S TIRE & AUTO | 336 BRADFORD RD | UST-3249 | Gasoline Station | 3 | 1984-10-09 | Permanently Closed | 500 | Waste Oil
WESTERLY | BRADFORD ROAD SEWER PUMPING STATION | WESTERLY BRADFORD RD | UST-3382 | City/Town Government | 1 | 1976-10-01 | Permanently Closed | 750 | Diesel
WESTERLY | BROWN'S SERVICE STATION | 228 HIGH ST | UST-3192 | Gasoline Station | 1 | 1975-05-01 | Permanently Closed | 4000 | Gasoline
WESTERLY | BROWN'S SERVICE STATION | 228 HIGH ST | UST-3192 | Gasoline Station | 2 | 1975-05-01 | Permanently Closed | 6000 | Gasoline
WESTERLY | BROWN'S SERVICE STATION | 228 HIGH ST | UST-3192 | Gasoline Station | 3 | 1975-05-01 | Permanently Closed | 4000 | Gasoline
WESTERLY | CENTRAL BAPTIST CHURCH | 16 ELM ST | UST-4865 | Other | 1 | null | Permanently Closed | 2000 | Heating Oil No.2 | Single Walled
WESTERLY | CHARLES AUTO BODY | 95 CANAL ST | UST-15538 | Commercials | 1 | 1968-06-01 | Permanently Closed | 1000 | Gasoline
WESTERLY | CHARLES AUTO BODY | 95 CANAL ST | UST-15538 | Commercials | 2 | 1968-06-01 | Permanently Closed | 550 | Gasoline
WESTERLY | CHARLES AUTO BODY | 95 CANAL ST | UST-15538 | Commercials | 3 | 1968-06-01 | Permanently Closed | 550 | Gasoline
WESTERLY | CHARLIE TURANO'S ASPHALT & CONST, INC. | 46 FRIENDSHIP ST | UST-3639 | Commercials | 1 | 1984-10-09 | Permanently Closed | 550 | Heating Oil No.2
WESTERLY | CHATEAU ST. MICHELE, LTD. | 6 BROWNING | UST-16238 | Commercials | 1 | 1984-10-09 | Permanently Closed | 550 | Gasoline
WESTERLY | CHATEAU ST. MICHELE, LTD. | 6 BROWNING | UST-16238 | Commercials | 2 | 1984-10-09 | Permanently Closed | 2000 | Heating Oil No.2
WESTERLY | CHORUS OF WESTERLY | 119 HIGH ST | UST-3360 | Other | 1 | 1984-10-09 | Permanently Closed | 1000 | Heating Oil No.2
WESTERLY | CITGO STATION/FRANKLIN PLAZA | FRANKLIN ST | UST-885 | Gasoline Station | 1 | 1972-04-01 | Permanently Closed | 10000 | Gasoline
WESTERLY | CITGO STATION/FRANKLIN PLAZA | FRANKLIN ST | UST-885 | Gasoline Station | 2 | 1972-04-01 | Permanently Closed | 10000 | Gasoline
WESTERLY | CITGO STATION/FRANKLIN PLAZA | FRANKLIN ST | UST-885 | Gasoline Station | 3 | 1972-04-01 | Permanently Closed | 10000 | Gasoline
WESTERLY | CLOSED BENNYS IN WESTERLY | 248 POST RD | UST-4789 | Commercials | 1 | 1984-10-09 | Permanently Closed | 6000 | Heating Oil No.2 | Single Walled
WESTERLY | COACHMAN AUTO | 85 MAIN ST | UST-18745 | Commercials | 1 | 1984-10-09 | Permanently Closed | 1000 | Heating Oil No.2
WESTERLY | COACHMAN AUTO | 85 MAIN ST | UST-18745 | Commercials | 2 | 1984-10-09 | Permanently Closed | 500 | Waste Oil
WESTERLY | COMMERCIAL PROPERTY | 22 BEACH ST | UST-504 | Commercials | 1 | 1984-10-09 | Permanently Closed | 10000 | Gasoline
WESTERLY | COMMERCIAL PROPERTY | 22 BEACH ST | UST-504 | Commercials | 2 | 1984-10-09 | Permanently Closed | 6000 | Gasoline
WESTERLY | COMMERCIAL PROPERTY | 22 BEACH ST | UST-504 | Commercials | 3 | 1984-10-09 | Permanently Closed | 2000 | Gasoline
WESTERLY | COMMERCIAL PROPERTY | 22 BEACH ST | UST-504 | Commercials | 4 | 1984-10-09 | Permanently Closed | 2000 | Gasoline
WESTERLY | COMMERCIAL PROPERTY | 22 BEACH ST | UST-504 | Commercials | 5 | 1984-10-09 | Permanently Closed | 550 | Heating Oil No.2
WESTERLY | COMMERCIAL PROPERTY | 22 BEACH ST | UST-504 | Commercials | 6 | 1984-10-09 | Permanently Closed | 550 | Waste Oil
WESTERLY | COMMERCIAL PROPERTY | 42 CANAL ST | UST-3967 | Commercials | 1 | 1984-10-09 | Permanently Closed | 500 | Heating Oil No.2
WESTERLY | COMMERCIAL PROPERTY | 253 POST RD | UST-4426 | Commercials | 1 | 1984-10-09 | Permanently Closed | 999999 | Heating Oil No.2
WESTERLY | COZI LLC | 92 GRANITE ST | UST-17306 | Commercials | 1 | 1984-10-09 | Permanently Closed | 1000 | Gasoline
WESTERLY | COZI LLC | 92 GRANITE ST | UST-17306 | Commercials | 2 | 1984-10-09 | Permanently Closed | 500 | Waste Oil
WESTERLY | COZI LLC | 92 GRANITE ST | UST-17306 | Commercials | 3 | 1984-10-09 | Permanently Closed | 500 | Gasoline
WESTERLY | COZI LLC | 92 GRANITE ST | UST-17306 | Commercials | 4 | 1984-10-09 | Permanently Closed | 500 | Gasoline
WESTERLY | CREATIVE WOODWORKING LTD. | 26 FRIENDSHIP ST | UST-16506 | Commercials | 1 | 1984-10-09 | Permanently Closed | 8000 | Heating Oil No.2
WESTERLY | CUMBERLAND FARMS #3886 | 149 GRANITE ST | UST-4670 | Gasoline Station | 1 | 2015-08-24 | In Use | 8000 | Gasoline | Double Walled | 2015-09-14
WESTERLY | CUMBERLAND FARMS #3886 | 149 GRANITE ST | UST-4670 | Gasoline Station | 2 | 2015-08-24 | In Use | 12000 | Gasoline | Double Walled | 2015-09-14
WESTERLY | CUMBERLAND FARMS #3886 | 149 GRANITE ST | UST-4670 | Gasoline Station | 3 | 2015-08-24 | In Use | 12000 | Gasoline | Double Walled | 2015-09-14
WESTERLY | CUMBERLAND FARMS #3886 | 149 GRANITE ST | UST-4670 | Gasoline Station | 4 | 2015-08-24 | In Use | 8000 | Diesel | Double Walled | 2015-09-14
WESTERLY | CUMBERLAND FARMS INC | 69 FRIENDSHIP ST | UST-4498 | Commercials | 1 | 1984-10-09 | Permanently Closed | 1000 | Heating Oil No.2
WESTERLY | CUMBERLAND FARMS, INC. #3847 | 129 GRANITE ST | UST-775 | Gasoline Station | 1 | 1979-04-01 | Permanently Closed | 7622 | Gasoline | Single Walled
WESTERLY | CUMBERLAND FARMS, INC. #3847 | 129 GRANITE ST | UST-775 | Gasoline Station | 2 | 1979-04-01 | Permanently Closed | 7622 | Gasoline | Single Walled
WESTERLY | CUMBERLAND FARMS, INC. #3847 | 129 GRANITE ST | UST-775 | Gasoline Station | 3 | 1979-04-01 | Permanently Closed | 7622 | Gasoline | Single Walled
WESTERLY | DANA RETAIL PROPERTY | 32 HIGH ST | UST-4077 | Commercials | 1 | 1984-10-09 | Permanently Closed | 1000 | Heating Oil No.2
WESTERLY | DARLINGTON FABRICS, THE MOORE CO. | 38 BEACH ST | UST-1153 | Industrial | 1 | 1960-05-01 | Permanently Closed | 10000 | Heating Oil No.6
WESTERLY | DARLINGTON FABRICS, THE MOORE CO. | 38 BEACH ST | UST-1153 | Industrial | 2 | 1960-05-01 | Permanently Closed | 10000 | Heating Oil No.6
WESTERLY | DARLINGTON FABRICS, THE MOORE CO. | 38 BEACH ST | UST-1153 | Industrial | 3 | 1989-10-01 | Permanently Closed | 8000 | Heating Oil No.6 | Double Walled
WESTERLY | DARLINGTON FABRICS, THE MOORE CO. | 38 BEACH ST | UST-1153 | Industrial | 4 | 1989-10-01 | Permanently Closed | 8000 | Heating Oil No.6 | Double Walled
WESTERLY | DODGE CITY | RTE. 1 | UST-15204 | Other | 1 | 1984-10-09 | Permanently Closed | 1000 | Gasoline
WESTERLY | DUNNS CORNER ASSOCIATES | RTE 1 & LANGWORTHY RD | UST-16380 | Commercials | 1 | 1984-10-09 | Permanently Closed | 20000 | Heating Oil No.2
WESTERLY | DUNNS CORNER ASSOCIATES | RTE 1 & LANGWORTHY RD | UST-16380 | Commercials | 2 | 1984-10-09 | Permanently Closed | 5000 | Gasoline
WESTERLY | DUNNS CORNER ASSOCIATES | RTE 1 & LANGWORTHY RD | UST-16380 | Commercials | 3 | 1984-10-09 | Permanently Closed | 3000 | Heating Oil No.2
WESTERLY | ENTERPRISE RENT-A-CAR | 13 EAST AVE | UST-2334 | Commercials | 1 | 1973-04-01 | In Use | 550 | Heating Oil No.2
WESTERLY | ESTATE OF ADELAIDE COHU | 4 OCEAN VIEW HWY | UST-4098 | Private Residence | 1 | 1984-10-09 | Permanently Closed | 200 | Gasoline
WESTERLY | ESTATE OF PATRICIA RICHINS | 6 NINIGRET AVE | UST-4822 | Private Residence | 1 | null | Permanently Closed | 500 | Gasoline | Single Walled
WESTERLY | FLEET NATIONAL BANK | 9 FRANKLIN ST | UST-1370 | Commercials | 1 | 1979-07-01 | Permanently Closed | 1000 | Heating Oil No.2
WESTERLY | FORMER BRADFORD ELEMENTARY SCHOOL | 15 CHURCH ST | UST-4998 | Education - Town | 1 | null | Permanently Closed | 5000 | Heating Oil No.2 | Single Walled
WESTERLY | FORMER PLIMPTON ROAD DOCK FUELING | 21 BAY ST | UST-4851 | Non-Profit Fire District | 1 | null | Permanently Closed | 1100 | Unknown | Single Walled
WESTERLY | FRIENDSHIP LAUNDROMATIC #202678 | 11 FRIENDSHIP ST | UST-2086 | Commercials | 1 | 1968-04-01 | Permanently Closed | 1000 | Heating Oil No.2
WESTERLY | GEORGE W WHITNEY TRUST | 33 OCEAN VIEW HWY | UST-3827 | Private Residence | 1 | 1984-10-09 | Permanently Closed | 6000 | Heating Oil No.2
WESTERLY | GEORGE W WHITNEY TRUST | 33 OCEAN VIEW HWY | UST-3827 | Private Residence | 2 | 1997-06-01 | Abandoned | 2000 | Heating Oil No.2 | Double Walled
WESTERLY | GINGER'S SERVICE STATION | 110 OAK ST | UST-668 | Gasoline Station | 1 | 1962-04-01 | Permanently Closed | 3000 | Gasoline
WESTERLY | GINGER'S SERVICE STATION | 110 OAK ST | UST-668 | Gasoline Station | 2 | 1987-06-01 | Permanently Closed | 8000 | Gasoline | Single Walled
WESTERLY | GINGER'S SERVICE STATION | 110 OAK ST | UST-668 | Gasoline Station | 3 | 1962-04-01 | Permanently Closed | 3000 | Gasoline
WESTERLY | GINGER'S SERVICE STATION | 110 OAK ST | UST-668 | Gasoline Station | 4 | 1987-06-01 | Permanently Closed | 8000 | Gasoline | Single Walled
WESTERLY | GINGER'S SERVICE STATION | 110 OAK ST | UST-668 | Gasoline Station | 5 | 1962-04-01 | Permanently Closed | 3000 | Gasoline
WESTERLY | GINGER'S SERVICE STATION | 110 OAK ST | UST-668 | Gasoline Station | 6 | 1987-06-01 | Permanently Closed | 6000 | Gasoline | Single Walled
WESTERLY | GINGER'S SERVICE STATION | 110 OAK ST | UST-668 | Gasoline Station | 7 | 1962-04-01 | Permanently Closed | 3000 | Gasoline
WESTERLY | GINGER'S SERVICE STATION | 110 OAK ST | UST-668 | Gasoline Station | 8 | 1983-10-01 | Permanently Closed | 1000 | Heating Oil No.2
WESTERLY | GINGER'S SERVICE STATION | 110 OAK ST | UST-668 | Gasoline Station | 9 | 1983-04-01 | Permanently Closed | 25000 | Heating Oil No.2 | Double Walled
WESTERLY | GINGER'S SERVICE STATION | 110 OAK ST | UST-668 | Gasoline Station | 10 | 1983-04-01 | Permanently Closed | 25000 | Heating Oil No.2 | Double Walled
WESTERLY | GINGER'S SERVICE STATION | 110 OAK ST | UST-668 | Gasoline Station | 11 | 1985-04-01 | Permanently Closed | 7000 | Diesel
WESTERLY | GINGER'S SERVICE STATION | 110 OAK ST | UST-668 | Gasoline Station | 12 | 1985-04-01 | Permanently Closed | 5000 | Kerosene
WESTERLY | GINGER'S SERVICE STATION | 110 OAK ST | UST-668 | Gasoline Station | 13 | 2020-04-14 | In Use | 15000 | Gasoline | Double Walled | 2020-05-22
WESTERLY | GINGER'S SERVICE STATION | 110 OAK ST | UST-668 | Gasoline Station | 14 | 2020-04-14 | In Use | 9000 | Gasoline | Double Walled | 2020-05-22
WESTERLY | GINGER'S SERVICE STATION | 110 OAK ST | UST-668 | Gasoline Station | 15 | 2020-04-14 | In Use | 6000 | Gasoline | Double Walled | 2020-05-22
WESTERLY | GLOBAL MONTELLO GROUP #1543 | 249 POST RD | UST-1517 | Gasoline Station | 1 | 1971-04-01 | Permanently Closed | 550 | Heating Oil No.2
WESTERLY | GLOBAL MONTELLO GROUP #1543 | 249 POST RD | UST-1517 | Gasoline Station | 2 | 1971-04-01 | Permanently Closed | 550 | Waste Oil
WESTERLY | GLOBAL MONTELLO GROUP #1543 | 249 POST RD | UST-1517 | Gasoline Station | 3 | 1971-04-01 | Permanently Closed | 6000 | Gasoline
WESTERLY | GLOBAL MONTELLO GROUP #1543 | 249 POST RD | UST-1517 | Gasoline Station | 4 | 1971-04-01 | Permanently Closed | 8000 | Gasoline
WESTERLY | GLOBAL MONTELLO GROUP #1543 | 249 POST RD | UST-1517 | Gasoline Station | 5 | 1971-04-01 | Permanently Closed | 10000 | Gasoline
WESTERLY | GLOBAL MONTELLO GROUP #1543 | 249 POST RD | UST-1517 | Gasoline Station | 6 | 1984-10-09 | Permanently Closed | 1000 | Diesel
WESTERLY | GLOBAL MONTELLO GROUP #1543 | 249 POST RD | UST-1517 | Gasoline Station | 7 | 1984-10-09 | Permanently Closed | 1000 | Diesel
WESTERLY | GLOBAL MONTELLO GROUP #1543 | 249 POST RD | UST-1517 | Gasoline Station | 8 | 1989-11-01 | In Use | 10000 | Gasoline | Double Walled | 2017-12-04
WESTERLY | GLOBAL MONTELLO GROUP #1543 | 249 POST RD | UST-1517 | Gasoline Station | 9 | 1989-11-01 | In Use | 10000 | Gasoline | Double Walled | 2017-12-04
WESTERLY | GLOBAL MONTELLO GROUP #1543 | 249 POST RD | UST-1517 | Gasoline Station | 10 | 1989-11-01 | In Use | 10000 | Gasoline | Double Walled | 2017-12-04
WESTERLY | GLOBAL MONTELLO GROUP #1543 | 249 POST RD | UST-1517 | Gasoline Station | 11 | 1989-11-01 | In Use | 10000 | Diesel | Double Walled | 2017-12-04
WESTERLY | GLOBAL MONTELLO GROUP #2741 | 10 EAST AVE | UST-1505 | Gasoline Station | 1 | 1971-04-01 | Permanently Closed | 550 | Heating Oil No.2
WESTERLY | GLOBAL MONTELLO GROUP #2741 | 10 EAST AVE | UST-1505 | Gasoline Station | 2 | 1984-10-09 | Permanently Closed | 550 | Heating Oil No.2 | Double Walled
WESTERLY | GLOBAL MONTELLO GROUP #2741 | 10 EAST AVE | UST-1505 | Gasoline Station | 3 | 1968-04-01 | Permanently Closed | 10000 | Gasoline
WESTERLY | GLOBAL MONTELLO GROUP #2741 | 10 EAST AVE | UST-1505 | Gasoline Station | 4 | 1968-04-01 | Permanently Closed | 10000 | Gasoline
WESTERLY | GLOBAL MONTELLO GROUP #2741 | 10 EAST AVE | UST-1505 | Gasoline Station | 5 | 1971-04-01 | Permanently Closed | 550 | Waste Oil
WESTERLY | GLOBAL MONTELLO GROUP #2741 | 10 EAST AVE | UST-1505 | Gasoline Station | 6 | 1993-03-01 | Permanently Closed | 550 | Waste Oil | Double Walled
WESTERLY | GLOBAL MONTELLO GROUP #2741 | 10 EAST AVE | UST-1505 | Gasoline Station | 7 | 1971-04-01 | Permanently Closed | 5000 | Gasoline
WESTERLY | GLOBAL MONTELLO GROUP #2741 | 10 EAST AVE | UST-1505 | Gasoline Station | 8 | 1986-06-01 | In Use | 10000 | Gasoline | Double Walled | 2017-12-04
WESTERLY | GLOBAL MONTELLO GROUP #2741 | 10 EAST AVE | UST-1505 | Gasoline Station | 9 | 1986-06-01 | In Use | 10000 | Diesel | Double Walled | 2017-12-04
WESTERLY | GLOBAL MONTELLO GROUP #2741 | 10 EAST AVE | UST-1505 | Gasoline Station | 10 | 1986-06-01 | In Use | 12000 | Gasoline | Double Walled | 2017-12-04
WESTERLY | GRACE UNITED METHODIST CHURCH | PARK AVE | UST-18830 | Other | 1 | 1984-10-09 | Permanently Closed | 500 | Unknown
WESTERLY | GRANITE STREET SUNOCO | 87 GRANITE ST | UST-617 | Gasoline Station | 1 | 1978-04-01 | Permanently Closed | 2000 | Diesel
WESTERLY | GRANITE STREET SUNOCO | 87 GRANITE ST | UST-617 | Gasoline Station | 2 | 1978-04-01 | Permanently Closed | 4000 | Diesel
WESTERLY | GRANITE STREET SUNOCO | 87 GRANITE ST | UST-617 | Gasoline Station | 3 | 1978-04-01 | Permanently Closed | 4000 | Gasoline
WESTERLY | GRANITE STREET SUNOCO | 87 GRANITE ST | UST-617 | Gasoline Station | 4 | 1978-04-01 | Permanently Closed | 6000 | Gasoline
WESTERLY | GRANITE STREET SUNOCO | 87 GRANITE ST | UST-617 | Gasoline Station | 5 | 1984-10-09 | Permanently Closed | 2000 | Diesel
WESTERLY | GRANITE STREET SUNOCO | 87 GRANITE ST | UST-617 | Gasoline Station | 6 | 1984-10-09 | Permanently Closed | 2000 | Diesel
WESTERLY | GRANITE STREET SUNOCO | 93 GRANITE ST | UST-15514 | Gasoline Station | 1 | 1984-10-09 | Permanently Closed | 5000 | Gasoline
WESTERLY | GRANITE STREET SUNOCO | 93 GRANITE ST | UST-15514 | Gasoline Station | 2 | 1984-10-09 | Permanently Closed | 3000 | Gasoline
WESTERLY | GRANITE STREET SUNOCO | 93 GRANITE ST | UST-15514 | Gasoline Station | 3 | 1984-10-09 | Permanently Closed | 3000 | Gasoline
WESTERLY | GRANITE STREET SUNOCO | 93 GRANITE ST | UST-15514 | Gasoline Station | 4 | 1984-10-09 | Permanently Closed | 2000 | Gasoline
WESTERLY | GRANITE STREET SUNOCO | 93 GRANITE ST | UST-15514 | Gasoline Station | 5 | 1984-10-09 | Permanently Closed | 2000 | Gasoline
WESTERLY | GUILD MUSIC | 60 INDUSTRIAL DR | UST-2456 | Commercials | 1 | 1984-10-09 | Permanently Closed | 10000 | Heating Oil No.2
WESTERLY | GURDON WATTLES | 16 BLUFF AVE | UST-17312 | Private Residence | 1 | 1984-10-09 | Permanently Closed | 4000 | Heating Oil No.2
WESTERLY | HIGHWAY SECTION GARAGE | BEACH ST | UST-377 | City/Town Government | 1 | 1960-04-01 | Permanently Closed | 1000 | Diesel
WESTERLY | HIGHWAY SECTION GARAGE | BEACH ST | UST-377 | City/Town Government | 2 | 1979-04-01 | Permanently Closed | 1000 | Gasoline
WESTERLY | HIGHWAY SECTION GARAGE | BEACH ST | UST-377 | City/Town Government | 3 | 1980-04-01 | Permanently Closed | 1000 | Gasoline
WESTERLY | HOXSIE BUICK-PONTIAC INC. | 100 GRANITE ST | UST-650 | Commercials | 1 | 1962-04-01 | Permanently Closed | 1000 | Heating Oil No.2
WESTERLY | HOXSIE BUICK-PONTIAC INC. | 100 GRANITE ST | UST-650 | Commercials | 2 | 1962-04-01 | Permanently Closed | 1000 | Waste Oil
WESTERLY | HOXSIE BUICK-PONTIAC INC. | 100 GRANITE ST | UST-650 | Commercials | 3 | 1984-04-01 | Permanently Closed | 500 | Other
WESTERLY | HOXSIE BUICK-PONTIAC INC. | 100 GRANITE ST | UST-650 | Commercials | 4 | 1954-10-01 | Permanently Closed | 500 | Unknown
WESTERLY | HOXSIE BUICK-PONTIAC INC. | 100 GRANITE ST | UST-650 | Commercials | 5 | 1984-10-09 | Permanently Closed | 1000 | Heating Oil No.2
WESTERLY | HY ENTERPRISES, INC | 157 GRANITE ST | UST-4309 | Commercials | 1 | 1984-10-09 | Permanently Closed | 2000 | Heating Oil No.2
WESTERLY | J & K PARRILLA | 101 FRANKLIN ST | UST-4188 | Commercials | 1 | 1984-10-09 | Permanently Closed | 1000 | Heating Oil No.2
WESTERLY | J.F. KENNEY'S DISTRIBUTORS | 37 BEACH ST | UST-4432 | Commercials | 1 | 1984-10-09 | Permanently Closed | 500 | Unknown
WESTERLY | JOAN CUMMINGS RESIDENTIAL PROPERTY | 9 BAYBERRY RD | UST-3883 | Private Residence | 1 | 1984-10-09 | Permanently Closed | 2000 | Heating Oil No.2
WESTERLY | JOHN FORD DEALERSHIP(ST. PIUS CHURCH) | 160 MAIN (44 ELM ST) ST | UST-18833 | Other | 1 | 1984-10-09 | Permanently Closed | 1000 | Waste Oil
WESTERLY | JOHN PAYNE | 46 GRANITE ST | UST-16406 | Commercials | 1 | 1984-10-09 | Permanently Closed | 1000 | Heating Oil No.2
WESTERLY | JOHN STRAFACH & SONS, INC. | P.O. BOX 1278 AIRPORT RD | UST-1223 | Commercials | 1 | 1969-05-01 | Permanently Closed | 4000 | Gasoline
WESTERLY | JOHN STRAFACH & SONS, INC. | P.O. BOX 1278 AIRPORT RD | UST-1223 | Commercials | 2 | 1969-05-01 | Permanently Closed | 275 | Waste Oil
WESTERLY | KEVIN WENDLE RESIDENTIAL PROPERTY | 10 BLUFF AVE | UST-4755 | Private Residence | 1 | 1984-10-09 | Permanently Closed | 2000 | Heating Oil No.2 | Single Walled
WESTERLY | M.J. MURPHY, INC. | 65 LEDWARD AVE | UST-1618 | Commercials | 1 | 1984-10-09 | Permanently Closed | 1000 | Diesel
WESTERLY | MAIN STREET GULF | 138 MAIN ST | UST-509 | Gasoline Station | 1 | 1984-10-09 | Permanently Closed | 4000 | Gasoline
WESTERLY | MAIN STREET GULF | 138 MAIN ST | UST-509 | Gasoline Station | 2 | 1984-10-09 | Permanently Closed | 3000 | Gasoline
WESTERLY | MAIN STREET GULF | 138 MAIN ST | UST-509 | Gasoline Station | 3 | 1984-10-09 | Permanently Closed | 3000 | Gasoline
WESTERLY | MAIN STREET GULF | 138 MAIN ST | UST-509 | Gasoline Station | 4 | 1984-10-09 | Permanently Closed | 4000 | Gasoline
WESTERLY | MAIN STREET GULF | 138 MAIN ST | UST-509 | Gasoline Station | 5 | 1984-10-09 | Permanently Closed | 4000 | Gasoline
WESTERLY | MAIN STREET GULF | 138 MAIN ST | UST-509 | Gasoline Station | 6 | 1984-10-09 | Permanently Closed | 4000 | Unknown
WESTERLY | MAIN STREET GULF | 138 MAIN ST | UST-509 | Gasoline Station | 7 | 1984-10-09 | Permanently Closed | 500 | Waste Oil
WESTERLY | MAJOR BRANDS OUTLET | 14 INDUSTRIAL DR | UST-4009 | Commercials | 1 | 1984-10-09 | Permanently Closed | 275 | Heating Oil No.2
WESTERLY | MARGIN STREET SEWER PUMPING STATION | MARGIN ST | UST-3386 | City/Town Government | 1 | 1979-10-01 | Permanently Closed | 4000 | Heating Oil No.2
WESTERLY | MCCRORYS | 19 HIGH ST | UST-3196 | Commercials | 1 | 1984-10-09 | Permanently Closed | 2000 | Heating Oil No.2
WESTERLY | MERCHANTS SQUARE SHOPPING CENTER | 55 BEACH ST | UST-2773 | Commercials | 1 | 1976-07-01 | Permanently Closed | 550 | Heating Oil No.2
WESTERLY | MERCHANTS SQUARE SHOPPING CENTER | 55 BEACH ST | UST-2773 | Commercials | 2 | 1976-07-01 | Permanently Closed | 428 | Heating Oil No.2
WESTERLY | MERCHANTS SQUARE SHOPPING CENTER | 55 BEACH ST | UST-2773 | Commercials | 3 | 1976-07-01 | Permanently Closed | 428 | Heating Oil No.2
WESTERLY | MERCHANTS SQUARE SHOPPING CENTER | 55 BEACH ST | UST-2773 | Commercials | 4 | 1976-07-01 | Permanently Closed | 428 | Heating Oil No.2
WESTERLY | MERCHANTS SQUARE SHOPPING CENTER | 55 BEACH ST | UST-2773 | Commercials | 5 | 1976-07-01 | Permanently Closed | 500 | Heating Oil No.2
WESTERLY | MERCHANTS SQUARE SHOPPING CENTER | 55 BEACH ST | UST-2773 | Commercials | 6 | 1976-07-01 | Permanently Closed | 500 | Heating Oil No.2
WESTERLY | MERCHANTS SQUARE SHOPPING CENTER | 55 BEACH ST | UST-2773 | Commercials | 7 | 1976-07-01 | Permanently Closed | 500 | Heating Oil No.2
WESTERLY | MERCHANTS SQUARE SHOPPING CENTER | 55 BEACH ST | UST-2773 | Commercials | 8 | 1976-07-01 | Permanently Closed | 500 | Heating Oil No.2
WESTERLY | MERCHANTS SQUARE SHOPPING CENTER | 55 BEACH ST | UST-2773 | Commercials | 9 | 1984-10-09 | Permanently Closed | 480 | Heating Oil No.2
WESTERLY | MERCHANTS SQUARE SHOPPING CENTER | 55 BEACH ST | UST-2773 | Commercials | 10 | 1984-10-09 | Permanently Closed | 480 | Heating Oil No.2
WESTERLY | MERCHANTS SQUARE SHOPPING CENTER | 55 BEACH ST | UST-2773 | Commercials | 11 | 1984-10-09 | Permanently Closed | 480 | Heating Oil No.2
WESTERLY | MERCHANTS SQUARE SHOPPING CENTER | 55 BEACH ST | UST-2773 | Commercials | 12 | 1984-10-09 | Permanently Closed | 480 | Heating Oil No.2
WESTERLY | MERCHANTS SQUARE SHOPPING CENTER | 55 BEACH ST | UST-2773 | Commercials | 13 | 1984-10-09 | Permanently Closed | 480 | Heating Oil No.2
WESTERLY | MERCHANTS SQUARE SHOPPING CENTER | 55 BEACH ST | UST-2773 | Commercials | 14 | 1984-10-09 | Permanently Closed | 480 | Heating Oil No.2
WESTERLY | MERCHANTS SQUARE SHOPPING CENTER | 55 BEACH ST | UST-2773 | Commercials | 15 | 1984-10-09 | Permanently Closed | 480 | Heating Oil No.2
WESTERLY | MERCHANTS SQUARE SHOPPING CENTER | 55 BEACH ST | UST-2773 | Commercials | 16 | 1984-10-09 | Permanently Closed | 480 | Heating Oil No.2
WESTERLY | MERCHANTS SQUARE SHOPPING CENTER | 55 BEACH ST | UST-2773 | Commercials | 17 | 1984-10-09 | Permanently Closed | 500 | Heating Oil No.2
WESTERLY | MERCHANTS SQUARE SHOPPING CENTER | 55 BEACH ST | UST-2773 | Commercials | 18 | 1984-10-09 | Permanently Closed | 500 | Heating Oil No.2
WESTERLY | MERCHANTS SQUARE SHOPPING CENTER | 55 BEACH ST | UST-2773 | Commercials | 19 | 1984-10-09 | Permanently Closed | 480 | Heating Oil No.2
WESTERLY | MERCHANTS VILLAGE APARTMENTS | 25 CLARK ST | UST-3421 | Commercials | 1 | 1982-06-01 | Permanently Closed | 1000 | Diesel
WESTERLY | MISQUAMICUT CLUB, THE | OCEAN VIEW HWY | UST-236 | Commercials | 1 | 1975-03-01 | Permanently Closed | 1000 | Gasoline
WESTERLY | MISQUAMICUT CLUB, THE | OCEAN VIEW HWY | UST-236 | Commercials | 2 | 1984-10-09 | Permanently Closed | 1000 | Gasoline
WESTERLY | MISQUAMICUT FIRE STATION | 65 CRANDALL AVE | UST-4732 | City/Town Government | 1 | 1984-10-09 | Permanently Closed | 500 | Heating Oil No.2 | Single Walled
WESTERLY | MOBIL OIL STATION | 51 MAIN ST | UST-1575 | Gasoline Station | 1 | 1978-02-01 | Permanently Closed | 8000 | Gasoline
WESTERLY | MOBIL OIL STATION | 51 MAIN ST | UST-1575 | Gasoline Station | 2 | 1978-02-01 | Permanently Closed | 8000 | Gasoline
WESTERLY | MOBIL OIL STATION | 51 MAIN ST | UST-1575 | Gasoline Station | 3 | 1978-02-01 | Permanently Closed | 10000 | Gasoline
WESTERLY | MOBIL OIL STATION | 51 MAIN ST | UST-1575 | Gasoline Station | 4 | 1978-02-01 | Permanently Closed | 10000 | Gasoline
WESTERLY | MOBIL OIL STATION | 51 MAIN ST | UST-1575 | Gasoline Station | 5 | 1984-10-09 | Permanently Closed | 1000 | Gasoline
WESTERLY | MOBIL OIL STATION | 51 MAIN ST | UST-1575 | Gasoline Station | 6 | 1984-10-09 | Permanently Closed | 1000 | Gasoline
WESTERLY | MOBIL OIL STATION | 51 MAIN ST | UST-1575 | Gasoline Station | 7 | 1989-11-01 | Permanently Closed | 10000 | Gasoline | Double Walled | 2001-12-15
WESTERLY | MOBIL OIL STATION | 51 MAIN ST | UST-1575 | Gasoline Station | 8 | 1989-11-01 | Permanently Closed | 10000 | Gasoline | Double Walled | 2001-12-15
WESTERLY | MOBIL OIL STATION | 51 MAIN ST | UST-1575 | Gasoline Station | 9 | 1989-11-01 | Permanently Closed | 8000 | Gasoline | Double Walled | 2001-12-15
WESTERLY | MOBIL OIL STATION | 51 MAIN ST | UST-1575 | Gasoline Station | 10 | 1989-11-01 | Permanently Closed | 8000 | Gasoline | Double Walled | 2001-12-15
WESTERLY | MOBIL OIL STATION | 51 MAIN ST | UST-1575 | Gasoline Station | 11 | 1984-10-09 | Permanently Closed | 9999 | Gasoline
WESTERLY | MOBIL OIL STATION | 51 MAIN ST | UST-1575 | Gasoline Station | 12 | 1984-10-09 | Permanently Closed | 99999 | Gasoline
WESTERLY | MOBIL OIL STATION | 51 MAIN ST | UST-1575 | Gasoline Station | 13 | 1984-10-09 | Permanently Closed | 99999 | Gasoline
WESTERLY | MOORE COMPANY, THE | CANAL ST | UST-1152 | Industrial | 1 | 1960-05-01 | Permanently Closed | 5000 | Heating Oil No.6
WESTERLY | MOORE COMPANY, THE | CANAL ST | UST-1152 | Industrial | 2 | 1960-05-01 | Permanently Closed | 7500 | Heating Oil No.6
WESTERLY | MOORE COMPANY, THE | CANAL ST | UST-1152 | Industrial | 3 | 1984-10-09 | Permanently Closed | 10000 | Heating Oil No.6
WESTERLY | MOORE COMPANY, THE | CANAL ST | UST-1152 | Industrial | 4 | 1984-10-09 | Permanently Closed | 10000 | Heating Oil No.6
WESTERLY | MR. ROBERT C. CONNOLLY | 7 MEADOW RIDGE | UST-358 | Private Residence | 1 | 1981-04-01 | Permanently Closed | 2000 | Heating Oil No.2
WESTERLY | NARDONE BLOCK | 82-88 HIGH ST | UST-3678 | Commercials | 1 | 1947-07-01 | Permanently Closed | 2000 | Heating Oil No.2
WESTERLY | NARDONE BLOCK | 82-88 HIGH ST | UST-3678 | Commercials | 2 | 1984-10-09 | Permanently Closed | 550 | Heating Oil No.2
WESTERLY | NARRAGANSETT ELECTRIC COMPANY | 69 CANAL ST | UST-169 | Commercials | 1 | 1950-03-01 | Permanently Closed | 1000 | Other
WESTERLY | NARRAGANSETT ELECTRIC COMPANY | 69 CANAL ST | UST-169 | Commercials | 2 | 1950-03-01 | Permanently Closed | 3000 | Gasoline
WESTERLY | NARRAGANSETT ELECTRIC COMPANY | 69 CANAL ST | UST-169 | Commercials | 3 | 1981-03-01 | Permanently Closed | 4000 | Diesel
WESTERLY | NARRAGANSETT ELECTRIC COMPANY | 69 CANAL ST | UST-169 | Commercials | 4 | 1950-03-01 | Permanently Closed | 1000 | Heating Oil No.2
WESTERLY | NARRAGANSETT ELECTRIC COMPANY | 69 CANAL ST | UST-169 | Commercials | 5 | 1950-03-01 | Permanently Closed | 2000 | Heating Oil No.2
WESTERLY | NARRAGANSETT ELECTRIC COMPANY | 69 CANAL ST | UST-169 | Commercials | 6 | 1986-01-01 | Permanently Closed | 4000 | Gasoline
WESTERLY | NARRAGANSETT GRAPHICS | 9 MARRIOTT ST | UST-16207 | Commercials | 1 | 1984-10-09 | Permanently Closed | 1000 | Gasoline
WESTERLY | NEW CANAL SEWER PUMPING STATION | CANAL ST | UST-3384 | City/Town Government | 1 | 1974-10-01 | Permanently Closed | 4030 | Heating Oil No.2
WESTERLY | NEW ENGLAND TELEPHONE | 44 MAIN ST | UST-1214 | Commercials | 1 | 1984-10-09 | Permanently Closed | 1000 | Heating Oil No.2
WESTERLY | NEW ENGLAND TELEPHONE | 44 MAIN ST | UST-1214 | Commercials | 2 | 1984-10-09 | Permanently Closed | 1000 | Diesel
WESTERLY | OBSTETRICAL & GYNECOLOGICAL ASSOCIATION | 80 BEACH ST | UST-2555 | Other | 1 | 1969-09-01 | Permanently Closed | 550 | Heating Oil No.2
WESTERLY | OCEAN HOUSE | 1 BLUFF AVE | UST-4185 | Commercials | 1 | 1984-10-09 | Permanently Closed | 720 | Gasoline
WESTERLY | OCEAN HOUSE | 1 BLUFF AVE | UST-4185 | Commercials | 2 | 1984-10-09 | Permanently Closed | 1200 | Unknown
WESTERLY | OCEAN HOUSE | 1 BLUFF AVE | UST-4185 | Commercials | 3 | 2008-12-03 | In Use | 6000 | Heating Oil No.2 | Double Walled
WESTERLY | OFFICE BUILDING | 6 CANAL ST | UST-4623 | Commercials | 1 | 1984-10-09 | Permanently Closed | 2000 | Heating Oil No.2
WESTERLY | OLD CANAL SEWER PUMPING STATION | CANAL ST | UST-3387 | City/Town Government | 1 | 1979-10-01 | Permanently Closed | 510 | Diesel
WESTERLY | OLEAN MOTOR SALES, INC. | INDUSTRIAL DIRVE | UST-15233 | Industrial | 1 | 1960-08-01 | Permanently Closed | 1000 | Gasoline
WESTERLY | OLEAN MOTOR SALES, INC. | INDUSTRIAL DIRVE | UST-15233 | Industrial | 2 | 1960-08-01 | Permanently Closed | 5000 | Gasoline
WESTERLY | PIER CLEANERS | 1 EAST AVE | UST-2168 | Commercials | 1 | 1971-08-01 | Permanently Closed | 1000 | Heating Oil No.2
WESTERLY | POND VIEW RACQUET CLUB, INC. | SHORE RD | UST-2119 | Other | 1 | 1971-05-01 | Permanently Closed | 1000 | Heating Oil No.2
WESTERLY | PROVIDENCE GAS COMPANY | 18 CANAL ST | UST-17346 | Commercials | 1 | 1984-10-09 | Permanently Closed | 6000 | Other
WESTERLY | PUBLIC WORKS BUILDING | MAIN ST | UST-378 | City/Town Government | 1 | 1954-04-01 | Permanently Closed | 1000 | Heating Oil No.2
WESTERLY | RAM POINT REALTY LLC | 79 WATCH HILL RD | UST-4997 | Commercials | 1 | null | Permanently Closed | 3000 | Heating Oil No.2
WESTERLY | REDSTONE, INC. | 114 ASHAWAY RD | UST-2668 | Industrial | 1 | 1979-06-01 | Permanently Closed | 8000 | Gasoline
WESTERLY | REDSTONE, INC. | 114 ASHAWAY RD | UST-2668 | Industrial | 2 | 1984-10-09 | Permanently Closed | 2000 | Gasoline
WESTERLY | REDSTONE, INC. | 114 ASHAWAY RD | UST-2668 | Industrial | 3 | null | Permanently Closed | 500 | Heating Oil No.2 | Single Walled
WESTERLY | RESIDENCE | 51 ELM ST | UST-4589 | Private Residence | 1 | 1984-10-09 | Permanently Closed | 2000 | Heating Oil No.2
WESTERLY | RI DEPARTMENT OF TRANSPORTATION | 14 HIGH ST | UST-18671 | State Government | 1 | 1984-10-09 | Permanently Closed | 1000 | Heating Oil No.2
WESTERLY | RIVER BEND CEMETERY COMPANY | 117 BEACH ST | UST-18622 | Commercials | 1 | 1984-10-09 | Permanently Closed | 1000 | Gasoline
WESTERLY | ROBERT & SUSAN KNISLEY | 235 WATCH HILL RD | UST-18705 | Private Residence | 1 | 1984-10-09 | Permanently Closed | 2000 | Heating Oil No.2
WESTERLY | ROBERT & SUSAN KNISLEY | 235 WATCH HILL RD | UST-18705 | Private Residence | 2 | 1984-10-09 | Permanently Closed | 2000 | Heating Oil No.2
WESTERLY | ROBERT E. EVANS,SR., INC. | WESTERLY-BRADFORD RD | UST-15344 | Other | 1 | 1984-10-09 | Permanently Closed | 500 | Heating Oil No.2
WESTERLY | ROBERT E. EVANS,SR., INC. | WESTERLY-BRADFORD RD | UST-15344 | Other | 2 | 1984-10-09 | Permanently Closed | 500 | Gasoline
WESTERLY | ROBERT E. EVANS,SR., INC. | WESTERLY-BRADFORD RD | UST-15344 | Other | 3 | 1984-10-09 | Permanently Closed | 1000 | Gasoline
WESTERLY | ROBERT E. EVANS,SR., INC. | WESTERLY-BRADFORD RD | UST-15344 | Other | 4 | 1984-10-09 | Permanently Closed | 4000 | Gasoline
WESTERLY | SAVOY REALTY CORP. | 10 CANAL ST | UST-2570 | Commercials | 1 | 1942-06-01 | Permanently Closed | 1000 | Heating Oil No.2
WESTERLY | SHELTER HARBOR INN, INC. | 1O WAGNER RD | UST-2138 | Commercials | 1 | 1984-10-09 | Permanently Closed | 1000 | Heating Oil No.2
WESTERLY | SHELTER HARBOR INN, INC. | 1O WAGNER RD | UST-2138 | Commercials | 2 | 2003-05-09 | In Use | 1000 | Heating Oil No.2 | Double Walled
WESTERLY | SHETUCKET PLUMBING SUPPLY COMPANY, INC. | 95 CROSS ST | UST-2240 | Commercials | 1 | 1978-01-01 | Permanently Closed | 3000 | Gasoline
WESTERLY | SISCO'S GENERAL STORE | 134 ATLANTIC AVE | UST-16308 | Commercials | 1 | 1984-10-09 | Permanently Closed | 3000 | Gasoline
WESTERLY | SISCO'S GENERAL STORE | 134 ATLANTIC AVE | UST-16308 | Commercials | 2 | 1984-10-09 | Permanently Closed | 3000 | Gasoline
WESTERLY | SISCO'S GENERAL STORE | 134 ATLANTIC AVE | UST-16308 | Commercials | 3 | 1984-10-09 | Permanently Closed | 2000 | Gasoline
WESTERLY | SISTERS OF MERCY | 12 YOSEMITE VALLEY RD | UST-18753 | Other | 1 | 1984-10-09 | Permanently Closed | 2000 | Heating Oil No.2
WESTERLY | SMITH'S NURSERY | 136 BEACH ST | UST-4424 | Commercials | 1 | 1984-10-09 | Permanently Closed | 5000 | Heating Oil No.4
WESTERLY | SOUCY TIRE CENTER, INC. | 179 MAIN ST | UST-2586 | Commercials | 1 | 1984-10-09 | Permanently Closed | 1000 | Heating Oil No.2
WESTERLY | SOUCY TIRE CENTER, INC. | 179 MAIN ST | UST-2586 | Commercials | 2 | 1984-10-09 | Permanently Closed | 9999999 | Other
WESTERLY | SOUCY TIRE CENTER, INC. | 179 MAIN ST | UST-2586 | Commercials | 3 | 1984-10-09 | Permanently Closed | 9999999 | Other
WESTERLY | ST. CLARES CHURCH | 4 ST CLARES WAY | UST-2068 | Other | 1 | 1984-10-09 | Permanently Closed | 1000 | Heating Oil No.2
WESTERLY | ST. CLARES CHURCH | 4 ST CLARES WAY | UST-2068 | Other | 2 | 1974-06-01 | Tank Not Found | 500 | Heating Oil No.2
WESTERLY | ST. PIUS X CHURCH CORP. | 44 ELM ST | UST-2067 | Other | 1 | 1956-06-01 | Permanently Closed | 1000 | Heating Oil No.2
WESTERLY | ST. PIUS X CHURCH CORP. | 44 ELM ST | UST-2067 | Other | 2 | 1984-10-09 | Permanently Closed | 4000 | Heating Oil No.2
WESTERLY | ST. VINCENT DEPAUL CHURCH | 7 CHURCH ST | UST-18692 | Other | 1 | 1984-10-09 | Permanently Closed | 1000 | Heating Oil No.2
WESTERLY | STATE STREET SCHOOL | STATE ST | UST-376 | Education - Town | 1 | 1956-04-01 | Permanently Closed | 10000 | Heating Oil No.2
WESTERLY | TECHNOLOGY INVESTORS COMPANY | AIRPORT RD | UST-15744 | Commercials | 1 | 1984-10-09 | Permanently Closed | 10000 | Heating Oil No.2
WESTERLY | THE WESTERLY HOSPITAL | 25 WELLS ST | UST-3482 | Other | 1 | 1976-08-01 | Permanently Closed | 3000 | Diesel
WESTERLY | THE WESTERLY HOSPITAL | 25 WELLS ST | UST-3482 | Other | 2 | 1959-01-01 | Permanently Closed | 1000 | Diesel
WESTERLY | THE WESTERLY HOSPITAL | 25 WELLS ST | UST-3482 | Other | 3 | 1992-06-01 | In Use | 15000 | Heating Oil No.4 | Double Walled
WESTERLY | THE WESTERLY HOSPITAL | 25 WELLS ST | UST-3482 | Other | 4 | 1959-09-01 | Permanently Closed | 15000 | Heating Oil No.4
WESTERLY | TOWER STREET SCHOOL | TOWER ST | UST-17209 | Education - Town | 1 | 1984-10-09 | Permanently Closed | 5000 | Heating Oil No.4
WESTERLY | TOWN & COUNTRY BEAUTY SALON | 182 MAIN ST | UST-3286 | Commercials | 1 | 1966-05-01 | Permanently Closed | 250 | Heating Oil No.2
WESTERLY | TOWN OF WESTERLY - VACANT LOT | 310 ATLANTIC AVE | UST-19182 | City/Town Government | 1 | 1984-10-09 | Permanently Closed | 500 | Heating Oil No.2
WESTERLY | TOWN OF WESTERLY GARAGE (BUS GARAGE) | SPRINGBROOK RD | UST-2934 | City/Town Government | 1 | 1988-12-01 | Permanently Closed | 3000 | Diesel | Double Walled
WESTERLY | TOWN OF WESTERLY GARAGE (BUS GARAGE) | SPRINGBROOK RD | UST-2934 | City/Town Government | 2 | 1988-12-01 | Permanently Closed | 2000 | Gasoline | Double Walled
WESTERLY | TOWN OF WESTERLY GARAGE (BUS GARAGE) | SPRINGBROOK RD | UST-2934 | City/Town Government | 3 | 1988-12-01 | Permanently Closed | 2000 | Gasoline | Double Walled
WESTERLY | TOWN OF WESTERLY GARAGE (BUS GARAGE) | SPRINGBROOK RD | UST-2934 | City/Town Government | 4 | 1984-10-09 | Permanently Closed | 2000 | Gasoline
WESTERLY | TOWN OF WESTERLY PROPERTY | 38 BAY ST | UST-4071 | City/Town Government | 1 | 1984-10-09 | Permanently Closed | 5000 | Heating Oil No.2
WESTERLY | TRI COUNTY COMMUNITY ACTION | 34 POND ST | UST-2457 | Other | 1 | 1984-10-09 | In Use | 500 | Heating Oil No.2
WESTERLY | U.S.C.G. WATCH HILL LIGHTHOUSE | LIGHTHOUSE RD | UST-16693 | Federal Government | 1 | 1984-10-09 | Permanently Closed | 1000 | Heating Oil No.2
WESTERLY | UNITED BUILDERS SUPPLY CO., INC. | 30 OAK ST | UST-1911 | Commercials | 1 | 1966-05-01 | Permanently Closed | 1036 | Gasoline
WESTERLY | UNITED BUILDERS SUPPLY CO., INC. | 30 OAK ST | UST-1911 | Commercials | 2 | 1976-05-01 | Permanently Closed | 5980 | Gasoline
WESTERLY | UNITED BUILDERS SUPPLY CO., INC. | 30 OAK ST | UST-1911 | Commercials | 3 | 1966-05-01 | Permanently Closed | 2000 | Diesel
WESTERLY | UNITED BUILDERS SUPPLY CO., INC. | 30 OAK ST | UST-1911 | Commercials | 4 | 1966-05-01 | Permanently Closed | 550 | Heating Oil No.2
WESTERLY | UNITED BUILDERS SUPPLY CO., INC. | 30 OAK ST | UST-1911 | Commercials | 5 | 1951-05-01 | Permanently Closed | 550 | Heating Oil No.2
WESTERLY | UNITED BUILDERS SUPPLY CO., INC. | 30 OAK ST | UST-1911 | Commercials | 6 | 1984-10-09 | Permanently Closed | 1000 | Gasoline
WESTERLY | UTTER COMPANY, THE | 56 MAIN ST | UST-2562 | Commercials | 1 | 1984-10-09 | Permanently Closed | 1000 | Heating Oil No.2
WESTERLY | VIKING YACHT CLUB MARINA | 19 MARGIN ST | UST-4299 | Commercials | 1 | 1984-10-09 | Permanently Closed | 1000 | Gasoline
WESTERLY | WASHINGTON TRUST COMPANY | 23 BROAD ST | UST-2670 | Commercials | 1 | 1997-10-23 | Permanently Closed | 10000 | Heating Oil No.2
WESTERLY | WASHINGTON TRUST COMPANY | 23 BROAD ST | UST-2670 | Commercials | 2 | 1987-11-01 | In Use | 5000 | Heating Oil No.2 | Double Walled
WESTERLY | WASHINGTON TRUST COMPANY | 23 BROAD ST | UST-2670 | Commercials | 3 | 1984-10-09 | Permanently Closed | 2000 | Heating Oil No.2
WESTERLY | WASHINGTON TRUST COMPANY | 126 FRANKLIN ST | UST-19259 | Commercials | 1 | 1982-01-01 | In Use | 2000 | Heating Oil No.2
WESTERLY | WASHINGTON TRUST COMPANY | 31 BROAD ST | UST-19258 | Commercials | 1 | 1984-10-09 | Permanently Closed | 2000 | Heating Oil No.2
WESTERLY | WATCH HILL BOAT YARD | 21 PASADENA AVE | UST-2845 | Commercials | 1 | 1970-09-01 | Permanently Closed | 1000 | Gasoline
WESTERLY | WATCH HILL BOAT YARD | 21 PASADENA AVE | UST-2845 | Commercials | 2 | 1970-09-01 | Permanently Closed | 500 | Diesel
WESTERLY | WATCH HILL FIRE DISTRICT | BAY ST | UST-663 | City/Town Government | 1 | 1975-04-01 | Permanently Closed | 3000 | Diesel
WESTERLY | WATCH HILL FIRE DISTRICT | BAY ST | UST-663 | City/Town Government | 2 | 1984-10-09 | Permanently Closed | 1000 | Hazardous Substance
WESTERLY | WATCH HILL FIRE STATION | WATCH HILL RD | UST-666 | City/Town Government | 1 | 1956-04-01 | Permanently Closed | 1000 | Heating Oil No.2
WESTERLY | WATCH HILL FIRE STATION | WATCH HILL RD | UST-666 | City/Town Government | 2 | 1988-08-01 | In Use | 2000 | Heating Oil No.2
WESTERLY | WATCH HILL GARAGE, INC. | 207 WATCH HILL RD | UST-351 | Gasoline Station | 1 | 1966-04-01 | Permanently Closed | 5000 | Gasoline
WESTERLY | WATCH HILL GARAGE, INC. | 207 WATCH HILL RD | UST-351 | Gasoline Station | 2 | 1960-04-01 | Permanently Closed | 4000 | Gasoline
WESTERLY | WATCH HILL GARAGE, INC. | 207 WATCH HILL RD | UST-351 | Gasoline Station | 3 | 1988-01-01 | Permanently Closed | 6000 | Gasoline | Single Walled
WESTERLY | WATCH HILL GARAGE, INC. | 207 WATCH HILL RD | UST-351 | Gasoline Station | 4 | 1960-04-01 | Permanently Closed | 4000 | Gasoline
WESTERLY | WATCH HILL GARAGE, INC. | 207 WATCH HILL RD | UST-351 | Gasoline Station | 5 | 1988-01-01 | Permanently Closed | 6000 | Gasoline | Single Walled
WESTERLY | WATCH HILL GARAGE, INC. | 207 WATCH HILL RD | UST-351 | Gasoline Station | 6 | 1984-10-09 | Permanently Closed | 1000 | Unknown
WESTERLY | WATCH HILL GARAGE, INC. | 207 WATCH HILL RD | UST-351 | Gasoline Station | 7 | 1984-10-09 | Permanently Closed | 1000 | Unknown
WESTERLY | WATCH HILL GARAGE, INC. | 207 WATCH HILL RD | UST-351 | Gasoline Station | 8 | 1984-10-09 | Permanently Closed | 500 | Not Listed
WESTERLY | WATCH HILL MANOR LTD. | 79 WATCH HILL RD | UST-2609 | Commercials | 1 | 1970-06-01 | Permanently Closed | 1000 | Heating Oil No.2
WESTERLY | WATCH HILL MANOR LTD. | 79 WATCH HILL RD | UST-2609 | Commercials | 2 | 1970-06-01 | Permanently Closed | 1000 | Heating Oil No.2
WESTERLY | WATCH HILL MANOR LTD. | 79 WATCH HILL RD | UST-2609 | Commercials | 3 | 1999-12-17 | In Use | 3000 | Heating Oil No.2 | Double Walled
WESTERLY | WATCH HILL PROPERTIES | 44 BAY ST | UST-4162 | Commercials | 1 | 1984-10-09 | Permanently Closed | 1000 | Gasoline
WESTERLY | WATCH HILL REALTY | 83 1/2 WATCH HILL RD | UST-18375 | Other | 1 | 1984-10-09 | Permanently Closed | 500 | Heating Oil No.2
WESTERLY | WATCH HILL REALTY | 83 1/2 WATCH HILL RD | UST-18375 | Other | 2 | 1984-10-09 | Permanently Closed | 500 | Heating Oil No.2
WESTERLY | WATCH HILL REALTY | 83 1/2 WATCH HILL RD | UST-18375 | Other | 3 | 1984-10-09 | Permanently Closed | 3000 | Heating Oil No.2
WESTERLY | WEEKAPAUG BAIT & TACKLE SHOP | WAWALOAM DR | UST-16032 | Commercials | 1 | 1984-10-09 | Permanently Closed | 4000 | Gasoline
WESTERLY | WEEKAPAUG BAIT & TACKLE SHOP | WAWALOAM DR | UST-16032 | Commercials | 2 | 1984-10-09 | Permanently Closed | 4000 | Gasoline
WESTERLY | WEEKAPAUG INN & COTTAGES, LLC | 25 SPRAY ROCK RD | UST-4165 | Commercials | 1 | 1984-10-09 | Permanently Closed | 500 | Heating Oil No.2
WESTERLY | WEEKAPAUG INN & COTTAGES, LLC | 25 SPRAY ROCK RD | UST-4165 | Commercials | 2 | 1984-10-09 | Permanently Closed | 1000 | Heating Oil No.2
WESTERLY | WEEKAPAUG INN & COTTAGES, LLC | 25 SPRAY ROCK RD | UST-4165 | Commercials | 3 | 1984-10-09 | Permanently Closed | 500 | Gasoline
WESTERLY | WERI RADIO | MARGIN ST | UST-18562 | Other | 1 | 1984-10-09 | Permanently Closed | 1000 | Diesel
WESTERLY | WERI RADIO | ASHAWAY RD | UST-18563 | Other | 1 | 1984-10-09 | Permanently Closed | 1000 | Diesel
WESTERLY | WES-MOR REALTY | 100 MAIN ST | UST-15816 | Commercials | 1 | 1984-10-09 | Permanently Closed | 900 | Heating Oil No.2
WESTERLY | WESTERLY AGWAY | FRIENDSHIP ST | UST-16391 | Industrial | 1 | 1984-10-09 | Permanently Closed | 300 | Heating Oil No.2
WESTERLY | WESTERLY ARMORY | 31 RAILROAD AVE | UST-2492 | Federal Government | 1 | 1984-10-09 | Permanently Closed | 1000 | Heating Oil No.2
WESTERLY | WESTERLY ARMORY | 31 RAILROAD AVE | UST-2492 | Federal Government | 2 | 1984-10-09 | Permanently Closed | 1000 | Gasoline
WESTERLY | WESTERLY BAKERY, INC. | 54 SPRUCE ST0 | UST-18820 | Commercials | 1 | 1984-10-09 | Permanently Closed | 1000 | Unknown
WESTERLY | WESTERLY BAKERY, INC. | 54 SPRUCE ST0 | UST-18820 | Commercials | 2 | 1984-10-09 | Permanently Closed | 500 | Unknown
WESTERLY | WESTERLY CABLE | 13 CANAL ST | UST-15591 | Commercials | 1 | 1984-10-09 | Permanently Closed | 2000 | Heating Oil No.2
WESTERLY | WESTERLY FIRE DEPARTMENT | 7 UNION ST | UST-18651 | Other | 1 | 1984-10-09 | Permanently Closed | 3000 | Unknown
WESTERLY | WESTERLY GARAGE (D.O.T.) | RTE. 91, BRADFORD RD | UST-1278 | State Government | 1 | 1980-05-01 | Permanently Closed | 5000 | Gasoline
WESTERLY | WESTERLY GARAGE (D.O.T.) | RTE. 91, BRADFORD RD | UST-1278 | State Government | 2 | 1980-05-01 | Permanently Closed | 5000 | Gasoline
WESTERLY | WESTERLY GARAGE (D.O.T.) | RTE. 91, BRADFORD RD | UST-1278 | State Government | 3 | 1980-05-01 | Permanently Closed | 10000 | Diesel
WESTERLY | WESTERLY GARAGE (D.O.T.) | RTE. 91, BRADFORD RD | UST-1278 | State Government | 4 | 1984-10-09 | Permanently Closed | 500 | Gasoline
WESTERLY | WESTERLY HEALTH CENTER | 280 HIGH ST | UST-3815 | Commercials | 1 | 1984-03-01 | Permanently Closed | 1000 | Diesel
WESTERLY | WESTERLY LAND TRUST | 145 MAIN ST | UST-4798 | Commercials | 1 | 1984-10-09 | Permanently Closed | 1000 | Gasoline
WESTERLY | WESTERLY LAND TRUST | 145 MAIN ST | UST-4798 | Commercials | 2 | 1984-10-09 | Permanently Closed | 1000 | Gasoline
WESTERLY | WESTERLY LAND TRUST | 145 MAIN ST | UST-4798 | Commercials | 3 | 1984-10-09 | Permanently Closed | 1000 | Gasoline
WESTERLY | WESTERLY LIBRARY | MAIN ST | UST-15950 | Other | 1 | 1984-10-09 | Permanently Closed | 1000 | Heating Oil No.2
WESTERLY | WESTERLY MEDICAL CENTER | 56 WELLS ST | UST-2549 | Other | 1 | 1984-03-01 | Permanently Closed | 1000 | Heating Oil No.2
WESTERLY | WESTERLY POLICE DEPARTMENT | 5 UNION ST | UST-2047 | City/Town Government | 1 | 1959-05-01 | Permanently Closed | 1000 | Gasoline
WESTERLY | WESTERLY POLICE DEPARTMENT | 5 UNION ST | UST-2047 | City/Town Government | 2 | 1959-05-01 | Permanently Closed | 4000 | Gasoline
WESTERLY | WESTERLY PROFESSIONAL CENTER | 101 AIRPPORT RD | UST-4803 | Commercials | 1 | null | Permanently Closed | 1000 | Heating Oil No.2 | Single Walled
WESTERLY | WESTERLY PUBLIC LIBRARY | BROAD ST | UST-2085 | City/Town Government | 1 | 1968-05-01 | Permanently Closed | 5000 | Heating Oil No.2
WESTERLY | WESTERLY SHELL AND FOOD MART | 61 MAIN ST | UST-905 | Gasoline Station | 1 | 1985-04-01 | Permanently Closed | 12000 | Gasoline | Single Walled
WESTERLY | WESTERLY SHELL AND FOOD MART | 61 MAIN ST | UST-905 | Gasoline Station | 2 | 1985-04-01 | Permanently Closed | 12000 | Gasoline | Single Walled
WESTERLY | WESTERLY SHELL AND FOOD MART | 61 MAIN ST | UST-905 | Gasoline Station | 3 | 1985-04-01 | Permanently Closed | 12000 | Gasoline | Single Walled
WESTERLY | WESTERLY SHELL AND FOOD MART | 61 MAIN ST | UST-905 | Gasoline Station | 4 | 1965-04-01 | Permanently Closed | 550 | Heating Oil No.2
WESTERLY | WESTERLY SHELL AND FOOD MART | 61 MAIN ST | UST-905 | Gasoline Station | 5 | 1990-09-01 | Permanently Closed | 1000 | Heating Oil No.2 | Double Walled
WESTERLY | WESTERLY STATE AIRPORT | AIRPORT RD | UST-463 | State Government | 1 | 1943-04-01 | Permanently Closed | 5000 | Gasoline
WESTERLY | WESTERLY STATE AIRPORT | AIRPORT RD | UST-463 | State Government | 2 | 1984-04-01 | Permanently Closed | 275 | Diesel
WESTERLY | WESTERLY STATE AIRPORT | AIRPORT RD | UST-463 | State Government | 3 | 1947-04-01 | Permanently Closed | 1080 | Heating Oil No.2
WESTERLY | WESTERLY STATE AIRPORT | AIRPORT RD | UST-463 | State Government | 4 | 1956-04-01 | Permanently Closed | 5000 | Heating Oil No.2
WESTERLY | WESTERLY STATE AIRPORT | AIRPORT RD | UST-463 | State Government | 5 | 1956-04-01 | Permanently Closed | 275 | Gasoline
WESTERLY | WESTERLY STATE AIRPORT | AIRPORT RD | UST-463 | State Government | 6 | 1947-04-01 | Permanently Closed | 5000 | Hazardous Substance
WESTERLY | WESTERLY STATE AIRPORT | AIRPORT RD | UST-463 | State Government | 7 | 1947-04-01 | Permanently Closed | 5000 | Hazardous Substance
WESTERLY | WESTERLY STATE AIRPORT | AIRPORT RD | UST-463 | State Government | 8 | 1957-04-01 | Permanently Closed | 2000 | Heating Oil No.2
WESTERLY | WESTERLY STATE AIRPORT | AIRPORT RD | UST-463 | State Government | 9 | 1983-04-01 | Permanently Closed | 550 | Diesel
WESTERLY | WESTERLY STATE AIRPORT | AIRPORT RD | UST-463 | State Government | 10 | 1943-04-01 | Permanently Closed | 30000 | Unknown
WESTERLY | WESTERLY STATE AIRPORT | AIRPORT RD | UST-463 | State Government | 11 | 1943-04-01 | Permanently Closed | 30000 | Unknown
WESTERLY | WESTERLY TOWN HALL | 45 BROAD ST | UST-379 | City/Town Government | 1 | 1977-04-01 | Permanently Closed | 1000 | Heating Oil No.2
WESTERLY | WESTERLY WASTEWATER TREATMENT FACILITY | 87 MARGIN ST | UST-3385 | City/Town Government | 1 | 1979-10-01 | Permanently Closed | 25150 | Heating Oil No.2
WESTERLY | WESTERLY XTRA FUELS | 155 MAIN ST | UST-581 | Gasoline Station | 1 | 1976-04-01 | Permanently Closed | 8000 | Gasoline | Single Walled
WESTERLY | WESTERLY XTRA FUELS | 155 MAIN ST | UST-581 | Gasoline Station | 2 | 1976-04-01 | Permanently Closed | 8000 | Gasoline | Single Walled
WESTERLY | WESTERLY XTRA FUELS | 155 MAIN ST | UST-581 | Gasoline Station | 3 | 1976-04-01 | Permanently Closed | 8000 | Diesel | Single Walled
WESTERLY | WESTERLY XTRA FUELS | 155 MAIN ST | UST-581 | Gasoline Station | 4 | 2002-06-20 | In Use | 12000 | Gasoline | Double Walled
WESTERLY | WESTERLY XTRA FUELS | 155 MAIN ST | UST-581 | Gasoline Station | 5 | 2002-06-20 | In Use | 8000 | Gasoline | Double Walled
WESTERLY | WESTERLY XTRA FUELS | 155 MAIN ST | UST-581 | Gasoline Station | 6 | 2002-06-20 | In Use | 4000 | Diesel | Double Walled
WESTERLY | WESTERLY YACHT CLUB | 1 WATCH HILL RD | UST-217 | Commercials | 1 | 1972-03-01 | Permanently Closed | 4000 | Gasoline
WESTERLY | WESTERLY YACHT CLUB | 1 WATCH HILL RD | UST-217 | Commercials | 2 | 1988-02-01 | Permanently Closed | 4000 | Gasoline | Single Walled | 1988-02-01
WESTERLY | WESTERLY YACHT CLUB | 1 WATCH HILL RD | UST-217 | Commercials | 3 | 2018-12-04 | In Use | 3000 | Gasoline | Double Walled | 2018-12-11
WESTERLY | WESTERLY YACHT CLUB | 1 WATCH HILL RD | UST-217 | Commercials | 4 | 2018-12-04 | In Use | 3000 | Diesel | Double Walled | 2018-12-11
WESTERLY | WESTERLY-PAWCATUCK YMCA | 95 HIGH ST | UST-3398 | Other | 1 | 1952-12-01 | Permanently Closed | 7000 | Heating Oil No.2
WESTERLY | WESTERLY-PAWCATUCK YMCA | 95 HIGH ST | UST-3398 | Other | 2 | 1984-10-09 | Permanently Closed | 2000 | Heating Oil No.2
WESTERLY | WHITE & COMPANY | AIRPORT RD | UST-16767 | Commercials | 1 | 1984-10-09 | Permanently Closed | 10000 | Heating Oil No.2
WOONSOCKET | 0 EAST SCHOOL STREET WOONSOCKET | 0 EAST SCHOOL ST | UST-4893 | City/Town Government | 1 | null | Permanently Closed | 75000 | Heating Oil No.6
WOONSOCKET | 139 HAMLET AVE LLC, DBA CONSUMERS GAS | 139 HAMLET AVE | UST-835 | Gasoline Station | 1 | 1960-04-01 | Permanently Closed | 15000 | Heating Oil No.2
WOONSOCKET | 139 HAMLET AVE LLC, DBA CONSUMERS GAS | 139 HAMLET AVE | UST-835 | Gasoline Station | 2 | 1960-04-01 | Permanently Closed | 6000 | Kerosene
WOONSOCKET | 139 HAMLET AVE LLC, DBA CONSUMERS GAS | 139 HAMLET AVE | UST-835 | Gasoline Station | 3 | 1960-04-01 | Permanently Closed | 20000 | Heating Oil No.2
WOONSOCKET | 139 HAMLET AVE LLC, DBA CONSUMERS GAS | 139 HAMLET AVE | UST-835 | Gasoline Station | 4 | 1960-04-01 | Permanently Closed | 20000 | Heating Oil No.2
WOONSOCKET | 139 HAMLET AVE LLC, DBA CONSUMERS GAS | 139 HAMLET AVE | UST-835 | Gasoline Station | 5 | 1960-04-01 | Permanently Closed | 15000 | Heating Oil No.2
WOONSOCKET | 139 HAMLET AVE LLC, DBA CONSUMERS GAS | 139 HAMLET AVE | UST-835 | Gasoline Station | 6 | 1984-10-09 | Permanently Closed | 10000 | Gasoline
WOONSOCKET | 139 HAMLET AVE LLC, DBA CONSUMERS GAS | 139 HAMLET AVE | UST-835 | Gasoline Station | 7 | 1960-04-01 | Permanently Closed | 2000 | Gasoline
WOONSOCKET | 139 HAMLET AVE LLC, DBA CONSUMERS GAS | 139 HAMLET AVE | UST-835 | Gasoline Station | 8 | 1960-04-01 | Permanently Closed | 3000 | Gasoline
WOONSOCKET | 139 HAMLET AVE LLC, DBA CONSUMERS GAS | 139 HAMLET AVE | UST-835 | Gasoline Station | 9 | 1960-04-01 | Permanently Closed | 4000 | Gasoline
WOONSOCKET | 139 HAMLET AVE LLC, DBA CONSUMERS GAS | 139 HAMLET AVE | UST-835 | Gasoline Station | 10 | 1986-08-01 | Permanently Closed | 10000 | Gasoline | Single Walled
WOONSOCKET | 139 HAMLET AVE LLC, DBA CONSUMERS GAS | 139 HAMLET AVE | UST-835 | Gasoline Station | 11 | 1986-08-01 | Permanently Closed | 10000 | Gasoline | Single Walled
WOONSOCKET | 139 HAMLET AVE LLC, DBA CONSUMERS GAS | 139 HAMLET AVE | UST-835 | Gasoline Station | 12 | 1986-08-01 | Permanently Closed | 4000 | Gasoline | Single Walled
WOONSOCKET | 139 HAMLET AVE LLC, DBA CONSUMERS GAS | 139 HAMLET AVE | UST-835 | Gasoline Station | 13 | 1984-10-09 | Permanently Closed | 1000 | Unknown
WOONSOCKET | 139 HAMLET AVE LLC, DBA CONSUMERS GAS | 139 HAMLET AVE | UST-835 | Gasoline Station | 14 | 1998-04-14 | Permanently Closed | 8000 | Diesel | Double Walled
WOONSOCKET | 139 HAMLET AVE LLC, DBA CONSUMERS GAS | 139 HAMLET AVE | UST-835 | Gasoline Station | 15 | 1998-04-14 | Permanently Closed | 2000 | Kerosene | Double Walled
WOONSOCKET | 139 HAMLET AVE LLC, DBA CONSUMERS GAS | 139 HAMLET AVE | UST-835 | Gasoline Station | 16 | 2015-05-21 | In Use | 10000 | Gasoline | Double Walled | 2015-05-04
WOONSOCKET | 139 HAMLET AVE LLC, DBA CONSUMERS GAS | 139 HAMLET AVE | UST-835 | Gasoline Station | 17 | 2015-05-21 | In Use | 5000 | Gasoline | Double Walled | 2015-05-04
WOONSOCKET | 139 HAMLET AVE LLC, DBA CONSUMERS GAS | 139 HAMLET AVE | UST-835 | Gasoline Station | 18 | 2015-05-21 | In Use | 7000 | Gasoline | Double Walled | 2015-05-04
WOONSOCKET | 139 HAMLET AVE LLC, DBA CONSUMERS GAS | 139 HAMLET AVE | UST-835 | Gasoline Station | 19 | 2015-05-21 | In Use | 8000 | Diesel | Double Walled | 2015-05-04
WOONSOCKET | 190 NORTH MAIN STREET PROPERTY | 190 NORTH MAIN ST | UST-4781 | Private Residence | 1 | 1984-10-09 | Tank Not Found | 1000 | Heating Oil No.2
WOONSOCKET | 2 FAMILY RESIDENCE | 49 SUMMER ST | UST-4405 | Private Residence | 1 | 1984-10-09 | Permanently Closed | 3000 | Heating Oil No.2
WOONSOCKET | 308 EAST SCHOOL STREET, LLC | 308 EAST SCHOOL ST | UST-326 | Commercials | 1 | 1984-10-09 | Permanently Closed | 10000 | Heating Oil No.6
WOONSOCKET | 308 EAST SCHOOL STREET, LLC | 308 EAST SCHOOL ST | UST-326 | Commercials | 2 | 1984-10-09 | Permanently Closed | 125000 | Heating Oil No.6
WOONSOCKET | 377 CUMBERLAND HILL ROAD | 377 CUMBERLAND HILL RD | UST-5002 | Commercials | 1 | null | Permanently Closed | 1000 | Gasoline | Single Walled
WOONSOCKET | 377 CUMBERLAND HILL ROAD | 377 CUMBERLAND HILL RD | UST-5002 | Commercials | 2 | null | Permanently Closed | 500 | Heating Oil No.2 | Single Walled
WOONSOCKET | 4 FAMILY DWELLING | 415 BLACKSTONE ST | UST-4092 | Multiple Residence | 1 | 1984-10-09 | Permanently Closed | 1000 | Heating Oil No.2
WOONSOCKET | 5 UNIT COMPLEX | 488 SOUTH MAIN ST | UST-2126 | Commercials | 1 | 1984-10-09 | Permanently Closed | 2000 | Heating Oil No.2
WOONSOCKET | 542 PROSPECT STREET RESIDENCE | 542 PROSPECT ST | UST-4886 | Private Residence | 1 | null | Permanently Closed | 2000 | Heating Oil No.2 | Single Walled
WOONSOCKET | 77 FEDERAL ST LLC | 53 FEDERAL ST | UST-177 | Commercials | 1 | 1984-10-09 | Permanently Closed | 1500 | Heating Oil No.2
WOONSOCKET | 77 FEDERAL ST LLC | 53 FEDERAL ST | UST-177 | Commercials | 2 | 1984-10-09 | Permanently Closed | 1000 | Heating Oil No.2
WOONSOCKET | 77 FEDERAL ST LLC | 53 FEDERAL ST | UST-177 | Commercials | 3 | 1984-10-09 | Permanently Closed | 9999999 | Unknown
WOONSOCKET | 77 FEDERAL ST LLC | 53 FEDERAL ST | UST-177 | Commercials | 4 | 1984-10-09 | Permanently Closed | 9999999 | Unknown
WOONSOCKET | 85 FAIRMOUNT LLC | 85 FAIRMOUNT ST | UST-18191 | Commercials | 1 | 1984-10-09 | Permanently Closed | 25000 | Heating Oil No.4
WOONSOCKET | 85 FAIRMOUNT LLC | 85 FAIRMOUNT ST | UST-18191 | Commercials | 2 | 1984-10-09 | Permanently Closed | 25000 | Heating Oil No.4
WOONSOCKET | ACE ENDICO RHODE ISLAND, LLC | 171 SAINT AUGUSTIN ST | UST-349 | Commercials | 1 | 1984-04-01 | Permanently Closed | 3000 | Diesel
WOONSOCKET | ACE ENDICO RHODE ISLAND, LLC | 171 SAINT AUGUSTIN ST | UST-349 | Commercials | 2 | 1996-03-14 | In Use | 2000 | Diesel | Double Walled | 1996-03-01
WOONSOCKET | ACE QUICK OIL CHANGE (FORMER L & L) | 214 SOUTH MAIN ST | UST-15529 | Commercials | 1 | 1984-10-09 | Permanently Closed | 1000 | Heating Oil No.2
WOONSOCKET | ACS INDUSTRIES | 148-162 HAMLET AVE | UST-26 | Industrial | 1 | 1984-10-09 | Permanently Closed | 7800 | Heating Oil No.6
WOONSOCKET | ACS INDUSTRIES | 148-162 HAMLET AVE | UST-26 | Industrial | 2 | 1984-10-09 | Permanently Closed | 10000 | Heating Oil No.6
WOONSOCKET | ACS INDUSTRIES | 148 HAMLET AVE | UST-43 | Industrial | 1 | 1984-10-09 | Permanently Closed | 25000 | Heating Oil No.6
WOONSOCKET | ACS INDUSTRIES | 148 HAMLET AVE | UST-43 | Industrial | 2 | 1984-10-09 | Permanently Closed | 2000 | Heating Oil No.2
WOONSOCKET | ACS INDUSTRIES | 148 HAMLET AVE | UST-43 | Industrial | 3 | 1984-10-09 | Permanently Closed | 650 | Gasoline
WOONSOCKET | ALFRED J. MENARD | 1046 CASS AVE | UST-718 | Commercials | 1 | 1974-04-01 | Permanently Closed | 6000 | Gasoline
WOONSOCKET | ALFRED J. MENARD | 1046 CASS AVE | UST-718 | Commercials | 2 | 1989-04-01 | Permanently Closed | 4000 | Gasoline
WOONSOCKET | ALFRED J. MENARD | 645 ELDER BALLOU MTINGHOUSE RD | UST-3606 | Private Residence | 1 | 1972-09-01 | In Use | 2000 | Heating Oil No.2
WOONSOCKET | ALLAM OIL COMPANY, INC. | 144 COOPER AVE | UST-20 | Commercials | 1 | 1955-01-01 | Permanently Closed | 10000 | Heating Oil No.2
WOONSOCKET | ALLAM OIL COMPANY, INC. | 144 COOPER AVE | UST-20 | Commercials | 2 | 1955-01-01 | Permanently Closed | 10000 | Heating Oil No.2
WOONSOCKET | ALLAM OIL COMPANY, INC. | 144 COOPER AVE | UST-20 | Commercials | 3 | 1981-01-01 | Permanently Closed | 15000 | Heating Oil No.2
WOONSOCKET | ALLAM OIL COMPANY, INC. | 144 COOPER AVE | UST-20 | Commercials | 4 | 1975-01-01 | Permanently Closed | 2000 | Gasoline
WOONSOCKET | ALMAC'S | PARK SQ | UST-15150 | Commercials | 1 | 1984-10-09 | Permanently Closed | 1000 | Heating Oil No.2
WOONSOCKET | AMCO, INC. | 85 MASON ST | UST-4109 | Commercials | 1 | 1984-10-09 | Permanently Closed | 1100 | Gasoline
WOONSOCKET | AMCO, INC. | 85 MASON ST | UST-4109 | Commercials | 2 | 1984-10-09 | Permanently Closed | 2000 | Gasoline
WOONSOCKET | AMCO, INC. | 85 MASON ST | UST-4109 | Commercials | 3 | 1950-01-01 | Permanently Closed | 11000 | Heating Oil No.6
WOONSOCKET | AMERICAN CHAIN COMPANY | 43 RAILROAD AVE | UST-15975 | Commercials | 1 | 1984-10-09 | Permanently Closed | 1000 | Heating Oil No.2
WOONSOCKET | AMERICAN TOURISTER | 84 FAIRMONT ST | UST-328 | Commercials | 1 | 1984-10-09 | Permanently Closed | 6000 | Heating Oil No.6
WOONSOCKET | AMERICAN TOURISTER | 84 FAIRMONT ST | UST-328 | Commercials | 2 | 1984-10-09 | Permanently Closed | 6000 | Heating Oil No.6
WOONSOCKET | AMERICAN TOURISTER | 84 FAIRMONT ST | UST-328 | Commercials | 3 | 1984-10-09 | Permanently Closed | 2000 | Heating Oil No.4
WOONSOCKET | AMERICAN TOURISTER | 84 FAIRMONT ST | UST-328 | Commercials | 4 | 1984-10-09 | Permanently Closed | 1000 | Heating Oil No.2
WOONSOCKET | APARTMENT COMPLEX | 663 BERNON ST | UST-18531 | Other | 1 | 1973-04-25 | Permanently Closed | 5000 | Heating Oil No.2
WOONSOCKET | APARTMENT HOUSE | 320 BENNETT ST | UST-18777 | Other | 1 | 1984-10-09 | Permanently Closed | 2000 | Unknown
WOONSOCKET | ARNOLD HILL SERVICE STATION INC. | 68 ARNOLD ST | UST-2613 | Gasoline Station | 1 | 1966-06-01 | Permanently Closed | 5000 | Gasoline
WOONSOCKET | ARNOLD HILL SERVICE STATION INC. | 68 ARNOLD ST | UST-2613 | Gasoline Station | 2 | 1966-06-01 | Permanently Closed | 4000 | Diesel
WOONSOCKET | ARNOLD HILL SERVICE STATION INC. | 68 ARNOLD ST | UST-2613 | Gasoline Station | 3 | 1966-06-01 | Permanently Closed | 6000 | Gasoline
WOONSOCKET | ARNOLD HILL SERVICE STATION INC. | 68 ARNOLD ST | UST-2613 | Gasoline Station | 4 | 1966-06-01 | Permanently Closed | 4000 | Gasoline
WOONSOCKET | ARNOLD HILL SERVICE STATION INC. | 68 ARNOLD ST | UST-2613 | Gasoline Station | 5 | 1984-10-09 | Permanently Closed | 500 | Waste Oil
WOONSOCKET | ART'S TRANSMISSION | 10 TRANSIT ST | UST-693 | Gasoline Station | 1 | 1955-02-01 | Permanently Closed | 5000 | Other
WOONSOCKET | ART'S TRANSMISSION | 10 TRANSIT ST | UST-693 | Gasoline Station | 2 | 1955-02-01 | Permanently Closed | 5000 | Gasoline
WOONSOCKET | AUTOMOTIVE ELECTRICAL SYS., INC. | 339 ARNOLD ST | UST-15005 | Gasoline Station | 1 | 1984-10-09 | Permanently Closed | 15000 | Gasoline
WOONSOCKET | AUTOMOTIVE ELECTRICAL SYS., INC. | 339 ARNOLD ST | UST-15005 | Gasoline Station | 2 | 1984-10-09 | Permanently Closed | 3000 | Gasoline
WOONSOCKET | AUTOMOTIVE ELECTRICAL SYS., INC. | 339 ARNOLD ST | UST-15005 | Gasoline Station | 3 | 1984-10-09 | Permanently Closed | 15000 | Gasoline
WOONSOCKET | AUTOMOTIVE ELECTRICAL SYS., INC. | 339 ARNOLD ST | UST-15005 | Gasoline Station | 4 | 1984-10-09 | Permanently Closed | 15000 | Gasoline
WOONSOCKET | AUTOMOTIVE ELECTRICAL SYS., INC. | 339 ARNOLD ST | UST-15005 | Gasoline Station | 5 | 1984-10-09 | Permanently Closed | 15000 | Heating Oil No.2
WOONSOCKET | AUTOMOTIVE ELECTRICAL SYS., INC. | 339 ARNOLD ST | UST-15005 | Gasoline Station | 6 | 1984-10-09 | Permanently Closed | 15000 | Heating Oil No.2
WOONSOCKET | AUTOMOTIVE ELECTRICAL SYS., INC. | 339 ARNOLD ST | UST-15005 | Gasoline Station | 7 | 1984-10-09 | Permanently Closed | 15000 | Heating Oil No.2
WOONSOCKET | AUTOMOTIVE ELECTRICAL SYS., INC. | 339 ARNOLD ST | UST-15005 | Gasoline Station | 8 | 1984-10-09 | Permanently Closed | 3000 | Heating Oil No.2
WOONSOCKET | B AND W EXPRESS | 1117 RIVER ST | UST-707 | Commercials | 1 | 1969-04-01 | Permanently Closed | 4000 | Diesel
WOONSOCKET | B AND W EXPRESS | 1117 RIVER ST | UST-707 | Commercials | 2 | 1969-04-01 | Permanently Closed | 4000 | Diesel
WOONSOCKET | B AND W EXPRESS | 1117 RIVER ST | UST-707 | Commercials | 3 | 1969-04-01 | Permanently Closed | 4000 | Diesel
WOONSOCKET | B AND W EXPRESS | 1117 RIVER ST | UST-707 | Commercials | 4 | 1980-04-01 | Permanently Closed | 275 | Waste Oil
WOONSOCKET | B AND W EXPRESS | 1117 RIVER ST | UST-707 | Commercials | 5 | 1984-10-09 | Permanently Closed | 10000 | Gasoline
WOONSOCKET | B AND W EXPRESS | 1117 RIVER ST | UST-707 | Commercials | 6 | 1984-10-09 | Permanently Closed | 10000 | Gasoline
WOONSOCKET | BALLOU HOME FOR THE AGED | 60 MENDON RD | UST-881 | Commercials | 1 | 1965-04-01 | Permanently Closed | 1000 | Heating Oil No.2
WOONSOCKET | BAYBAX PARTNERS RI, LLC PROPERTY | 55 CUMBERLAND ST | UST-4181 | Commercials | 1 | 1984-10-09 | Permanently Closed | 1000 | Heating Oil No.2
WOONSOCKET | BEAUCHEMIN OIL/DIVISION OF CONSUMERS | 611 FRONT ST | UST-108 | Commercials | 1 | 1947-03-01 | Permanently Closed | 15000 | Heating Oil No.2
WOONSOCKET | BEAUCHEMIN OIL/DIVISION OF CONSUMERS | 611 FRONT ST | UST-108 | Commercials | 2 | 1947-03-01 | Permanently Closed | 15000 | Heating Oil No.2
WOONSOCKET | BEAUCHEMIN OIL/DIVISION OF CONSUMERS | 611 FRONT ST | UST-108 | Commercials | 3 | 1955-03-01 | Permanently Closed | 15000 | Heating Oil No.2
WOONSOCKET | BEAUCHEMIN OIL/DIVISION OF CONSUMERS | 611 FRONT ST | UST-108 | Commercials | 4 | 1967-03-01 | Permanently Closed | 15000 | Heating Oil No.2
WOONSOCKET | BEAUCHEMIN OIL/DIVISION OF CONSUMERS | 611 FRONT ST | UST-108 | Commercials | 5 | 1967-03-01 | Permanently Closed | 15000 | Heating Oil No.2
WOONSOCKET | BEAUCHEMIN OIL/DIVISION OF CONSUMERS | 611 FRONT ST | UST-108 | Commercials | 6 | 1980-03-01 | Permanently Closed | 50000 | Heating Oil No.2
WOONSOCKET | BEAUCHEMIN OIL/DIVISION OF CONSUMERS | 611 FRONT ST | UST-108 | Commercials | 7 | 1980-03-01 | Permanently Closed | 50000 | Heating Oil No.2
WOONSOCKET | BERNARD J LAMBERT PROPERTY | 730 NORTH MAIN ST | UST-4905 | Multiple Residence | 1 | null | Permanently Closed | 2000 | Heating Oil No.2
WOONSOCKET | BERNARD J. LAMBERT | 650 NORTH MAIN ST | UST-1929 | Private Residence | 1 | 1984-10-09 | In Use | 4000 | Heating Oil No.2
WOONSOCKET | BERNARD J. LAMBERT | 724 NORTH MAIN | UST-1930 | Private Residence | 1 | 1984-10-09 | In Use | 1800 | Heating Oil No.2
WOONSOCKET | BERNIER'S AUTO BODY, INC. | 620 POND ST | UST-5036 | Commercials | 1 | null | Permanently Closed | 500 | Heating Oil No.2 | Single Walled
WOONSOCKET | BERNON HEIGHTS SCHOOL | 647 LOGEE ST | UST-2688 | Education - Town | 1 | 1960-08-01 | In Use | 4000 | Heating Oil No.2
WOONSOCKET | BERNON MILLS | 115 FRONT ST | UST-19200 | Commercials | 1 | 1984-10-09 | Permanently Closed | 10000 | Heating Oil No.6
WOONSOCKET | BERNON MILLS | 115 FRONT ST | UST-19200 | Commercials | 2 | 1984-10-09 | Permanently Closed | 1000 | Heating Oil No.2
WOONSOCKET | BERNON MILLS | 115 FRONT ST | UST-19200 | Commercials | 3 | 1984-10-09 | Permanently Closed | 150 | Heating Oil No.2
WOONSOCKET | BERNON MILLS | 115 FRONT ST | UST-19200 | Commercials | 4 | 1984-10-09 | Permanently Closed | 1000 | Heating Oil No.2
WOONSOCKET | BONIN INDUSTRIES | 1265 MENDON RD | UST-17323 | Industrial | 1 | 1984-10-09 | Permanently Closed | 5000 | Heating Oil No.4
WOONSOCKET | BONIN INDUSTRIES | 1265 MENDON RD | UST-17323 | Industrial | 2 | 1984-10-09 | Permanently Closed | 5000 | Heating Oil No.4
WOONSOCKET | BONIN INDUSTRIES | 1265 MENDON RD | UST-17323 | Industrial | 3 | 1984-10-09 | Permanently Closed | 1000 | Unknown
WOONSOCKET | BONOLLO PROVISION CO.,INC. | 104 BERTHA AVE | UST-1581 | Other | 1 | 1961-02-01 | Permanently Closed | 1000 | Gasoline
WOONSOCKET | BOUCHER REAL ESTATE PARTNERS, LP | 927 ELM ST | UST-4521 | Commercials | 1 | 1984-10-09 | Permanently Closed | 1000 | Heating Oil No.2
WOONSOCKET | BOUCHER REAL ESTATE PARTNERS, LP | 361-381 PRIVILEGE ST | UST-4522 | Other | 1 | 1984-10-09 | Permanently Closed | 1000 | Heating Oil No.2
WOONSOCKET | BOUCHER REAL ESTATE PARTNERS, LP | 361-381 PRIVILEGE ST | UST-4522 | Other | 2 | 1984-10-09 | Permanently Closed | 1000 | Heating Oil No.2
WOONSOCKET | BOUCHER REAL ESTATE PARTNERS, LP | 1374-1397 MENDON RD | UST-4525 | Commercials | 1 | 1984-10-09 | Permanently Closed | 2000 | Heating Oil No.2
WOONSOCKET | BOUCHER REAL ESTATE PARTNERS, LP | 1374-1397 MENDON RD | UST-4525 | Commercials | 2 | 1984-10-09 | Permanently Closed | 1000 | Heating Oil No.2
WOONSOCKET | BOUCHER REAL ESTATE PARTNERS, LP | 1374-1397 MENDON RD | UST-4525 | Commercials | 3 | 1984-10-09 | Permanently Closed | 1000 | Heating Oil No.2
WOONSOCKET | BOYKO (VACANT BUILDING) | 397 CASS AVE | UST-16421 | Commercials | 1 | 1984-10-09 | Permanently Closed | 1000 | Motor Oil
WOONSOCKET | BOYKO (VACANT BUILDING) | 397 CASS AVE | UST-16421 | Commercials | 2 | 1984-10-09 | Permanently Closed | 500 | Waste Oil
WOONSOCKET | BRICKLE REALTY COMPANY | 235 SINGLETON ST | UST-342 | Commercials | 1 | 1965-03-01 | Permanently Closed | 10000 | Heating Oil No.4
WOONSOCKET | BRICKLE REALTY COMPANY | 235 SINGLETON ST | UST-342 | Commercials | 2 | 1984-10-09 | Permanently Closed | 6000 | Heating Oil No.2
WOONSOCKET | BRICKLE REALTY COMPANY | 235 SINGLETON ST | UST-342 | Commercials | 3 | 1984-10-09 | Permanently Closed | 6000 | Heating Oil No.2
WOONSOCKET | BROAD STREET GARAGE, INC. | 74 BROAD ST | UST-1863 | Industrial | 1 | 1984-10-09 | Permanently Closed | 1000 | Waste Oil
WOONSOCKET | BROAD STREET GARAGE, INC. | 74 BROAD ST | UST-1863 | Industrial | 2 | 1984-10-09 | Permanently Closed | 1000 | Waste Oil
WOONSOCKET | BUTLER, ANDREW | 121 WOODLAND RD | UST-16246 | Private Residence | 1 | 1984-10-09 | Permanently Closed | 3000 | Heating Oil No.2
WOONSOCKET | C & C LAWN GARDEN & AUTO CLINIC, INC. | 1049 CASS AVE | UST-669 | Industrial | 1 | 1984-10-09 | Permanently Closed | 4000 | Gasoline
WOONSOCKET | C & C LAWN GARDEN & AUTO CLINIC, INC. | 1049 CASS AVE | UST-669 | Industrial | 2 | 1984-10-09 | Permanently Closed | 4000 | Gasoline
WOONSOCKET | C & C LAWN GARDEN & AUTO CLINIC, INC. | 1049 CASS AVE | UST-669 | Industrial | 3 | 1984-10-09 | Permanently Closed | 3000 | Gasoline
WOONSOCKET | C & C LAWN GARDEN & AUTO CLINIC, INC. | 1049 CASS AVE | UST-669 | Industrial | 4 | 1984-10-09 | Permanently Closed | 1000 | Heating Oil No.2
WOONSOCKET | C & C LAWN GARDEN & AUTO CLINIC, INC. | 1049 CASS AVE | UST-669 | Industrial | 5 | 1984-10-09 | Permanently Closed | 1000 | Waste Oil
WOONSOCKET | C & C LAWN GARDEN & AUTO CLINIC, INC. | 1049 CASS AVE | UST-669 | Industrial | 6 | 1984-10-09 | Permanently Closed | 500 | Waste Oil
WOONSOCKET | C L M INVESTMENT CO., INC. | 128 SINGLETON ST | UST-286 | Commercials | 1 | 1955-03-01 | Permanently Closed | 7000 | Heating Oil No.4
WOONSOCKET | C L M INVESTMENT CO., INC. | 128 SINGLETON ST | UST-286 | Commercials | 2 | 1970-03-01 | Permanently Closed | 1000 | Heating Oil No.2
WOONSOCKET | C L M INVESTMENT CO., INC. | 128 SINGLETON ST | UST-286 | Commercials | 3 | 1960-03-01 | Permanently Closed | 3000 | Heating Oil No.4
WOONSOCKET | C. & J. O'D., INC. | 92 SUNNYSIDE AVE | UST-1842 | Commercials | 1 | 1950-05-01 | Abandoned | 500 | Gasoline | Single Walled
WOONSOCKET | C. & J. O'D., INC. | 92 SUNNYSIDE AVE | UST-1842 | Commercials | 2 | 1950-05-01 | Abandoned | 500 | Gasoline | Single Walled
WOONSOCKET | C. & J. O'D., INC. | 92 SUNNYSIDE AVE | UST-1842 | Commercials | 3 | 1974-05-01 | Abandoned | 8000 | Gasoline | Single Walled
WOONSOCKET | CASS AVENUE SERVICE STATION | 654 CASS AVE | UST-88 | Gasoline Station | 1 | 1950-02-01 | Permanently Closed | 3000 | Gasoline
WOONSOCKET | CASS AVENUE SERVICE STATION | 654 CASS AVE | UST-88 | Gasoline Station | 2 | 1950-02-01 | Permanently Closed | 3000 | Gasoline
WOONSOCKET | CASS AVENUE SERVICE STATION | 654 CASS AVE | UST-88 | Gasoline Station | 3 | 1984-10-09 | Permanently Closed | 275 | Heating Oil No.2
WOONSOCKET | CATHOLIC ORDER OF FORESTERS | ONE SOCIAL ST | UST-17379 | Other | 1 | 1984-10-09 | Permanently Closed | 6000 | Heating Oil No.6
WOONSOCKET | CATHOLIC SOCIAL SERVICES | 48 HAMLET AVE | UST-250 | Commercials | 1 | 1984-10-09 | Permanently Closed | 500 | Heating Oil No.2
WOONSOCKET | CERCLE LAURIER CLUB (FORMERLY) | 187 WILLOW ST | UST-18580 | Commercials | 1 | 1984-10-09 | Permanently Closed | 1000 | Not Listed
WOONSOCKET | CHANTE BALLOON | 222 NORTH MAIN ST | UST-15175 | Commercials | 1 | 1984-10-09 | Permanently Closed | 750 | Gasoline
WOONSOCKET | CHANTE BALLOON | 222 NORTH MAIN ST | UST-15175 | Commercials | 2 | 1984-10-09 | Permanently Closed | 550 | Gasoline
WOONSOCKET | CHANTE BALLOON | 222 NORTH MAIN ST | UST-15175 | Commercials | 3 | 1984-10-09 | Permanently Closed | 550 | Gasoline
WOONSOCKET | CHARLENE KILCLINE PROPERTY | 324 NORTH MAIN ST | UST-19223 | Multiple Residence | 1 | 1984-10-09 | Permanently Closed | 1000 | Heating Oil No.2
WOONSOCKET | CHATEAU CLARE APARTMENTS-OFFICE | 16 GREENE ST | UST-1458 | Industrial | 1 | 1965-09-09 | Permanently Closed | 10000 | Heating Oil No.2
WOONSOCKET | CHATEAU CLARE APARTMENTS-OFFICE | 16 GREENE ST | UST-1458 | Industrial | 2 | 1984-10-09 | Permanently Closed | 13500 | Heating Oil No.2 | Single Walled
WOONSOCKET | CHICKEN POWER | 601 WINTER ST | UST-2106 | Commercials | 1 | 1984-10-09 | Permanently Closed | 500 | Heating Oil No.2
WOONSOCKET | CHRISTOPHER'S RESTAURANT | 614 MAIN ST | UST-4482 | Commercials | 1 | 1984-10-09 | Permanently Closed | 1500 | Heating Oil No.2
WOONSOCKET | CITIZENS' MEMORIAL SCHOOL | 250 WINTHROP ST | UST-2689 | Education - Town | 1 | 1958-08-01 | Permanently Closed | 10000 | Diesel
WOONSOCKET | CITY OF WOON. D.P.W. WASTEWATER TREAT.PL | 11 CUMBERLAND HILL RD | UST-1085 | City/Town Government | 1 | 1977-04-01 | Permanently Closed | 30000 | Heating Oil No.2
WOONSOCKET | CITY OF WOON. D.P.W. WASTEWATER TREAT.PL | 11 CUMBERLAND HILL RD | UST-1085 | City/Town Government | 2 | 1964-04-01 | Permanently Closed | 2000 | Heating Oil No.2
WOONSOCKET | CITY OF WOON. D.P.W. WASTEWATER TREAT.PL | 11 CUMBERLAND HILL RD | UST-1085 | City/Town Government | 3 | 1964-04-01 | Permanently Closed | 3000 | Heating Oil No.2
WOONSOCKET | CITY OF WOON. D.P.W. WASTEWATER TREAT.PL | 11 CUMBERLAND HILL RD | UST-1085 | City/Town Government | 4 | 1977-04-01 | Permanently Closed | 20000 | Diesel
WOONSOCKET | CITY OF WOON. D.P.W. WASTEWATER TREAT.PL | 11 CUMBERLAND HILL RD | UST-1085 | City/Town Government | 5 | 1977-04-01 | Permanently Closed | 10000 | Heating Oil No.2
WOONSOCKET | CITY OF WOON. D.P.W. WASTEWATER TREAT.PL | 11 CUMBERLAND HILL RD | UST-1085 | City/Town Government | 6 | 1977-04-01 | Permanently Closed | 10000 | Heating Oil No.2
WOONSOCKET | CITY OF WOON. D.P.W. WASTEWATER TREAT.PL | 11 CUMBERLAND HILL RD | UST-1085 | City/Town Government | 7 | 1964-04-01 | In Use | 4000 | Heating Oil No.2
WOONSOCKET | CITY OF WOONSOCKET | 259 COTTAGE ST | UST-4329 | City/Town Government | 1 | 1984-10-09 | Permanently Closed | 500 | Heating Oil No.2
WOONSOCKET | CITY OF WOONSOCKET WATER TREATMENT PLANT | 1500 MANVILLE RD | UST-1082 | City/Town Government | 1 | 1960-04-01 | Permanently Closed | 2000 | Diesel
WOONSOCKET | CITY OF WOONSOCKET WATER TREATMENT PLANT | 1500 MANVILLE RD | UST-1082 | City/Town Government | 2 | 1960-04-01 | Permanently Closed | 1000 | Heating Oil No.2 | Single Walled
WOONSOCKET | CITY OF WOONSOCKET WATER TREATMENT PLANT | 1500 MANVILLE RD | UST-1082 | City/Town Government | 3 | 1998-11-12 | Permanently Closed | 2000 | Diesel | Double Walled | 2018-08-02
WOONSOCKET | CITY OF WOONSOCKET D.P.W., WATER DIV. | 25 CUMBERLAND HILL RD | UST-1086 | City/Town Government | 1 | 1960-04-01 | Permanently Closed | 3000 | Heating Oil No.2
WOONSOCKET | CITY OF WOONSOCKET PROPERTY | 187 BLACKSTONE ST | null | City/Town Government | 1 | 1984-10-09 | Abandoned | 250 | Heating Oil No.2
WOONSOCKET | CITY OF WOONSOCKET, CITY HALL | 169 MAIN ST | UST-1087 | City/Town Government | 1 | 1965-04-01 | Permanently Closed | 5000 | Heating Oil No.2
WOONSOCKET | CITY OF WOONSOCKET, CITY HALL | 169 MAIN ST | UST-1087 | City/Town Government | 2 | 1988-12-01 | In Use | 5000 | Heating Oil No.2
WOONSOCKET | CITY OF WOONSOCKET, CITY HALL | 169 MAIN ST | UST-1087 | City/Town Government | 3 | 1984-10-09 | Permanently Closed | 500 | Heating Oil No.2
WOONSOCKET | CITY OF WOONSOCKET, D.P.W PARKS & REC. | 350 NEWLAND AVE | UST-1081 | City/Town Government | 1 | 1984-10-09 | Permanently Closed | 2000 | Heating Oil No.2
WOONSOCKET | CITY OF WOONSOCKET, D.P.W. FLOOD CONTROL | OFF SINGLETON ST | UST-1084 | City/Town Government | 1 | 1959-04-01 | Permanently Closed | 600 | Gasoline
WOONSOCKET | CITY OF WOONSOCKET, D.P.W. HIGHWAY DIV. | 105 CUMBERLAND HILL RD | UST-1083 | City/Town Government | 1 | 1965-04-01 | Permanently Closed | 2000 | Gasoline
WOONSOCKET | CITY OF WOONSOCKET, D.P.W. HIGHWAY DIV. | 105 CUMBERLAND HILL RD | UST-1083 | City/Town Government | 2 | 1988-06-01 | Permanently Closed | 2000 | Gasoline
WOONSOCKET | CITY OF WOONSOCKET, D.P.W. HIGHWAY DIV. | 105 CUMBERLAND HILL RD | UST-1083 | City/Town Government | 3 | 1965-04-01 | Permanently Closed | 10000 | Diesel
WOONSOCKET | CITY OF WOONSOCKET, D.P.W. HIGHWAY DIV. | 105 CUMBERLAND HILL RD | UST-1083 | City/Town Government | 4 | 1965-04-01 | Permanently Closed | 1000 | Diesel
WOONSOCKET | CITY OF WOONSOCKET, D.P.W. HIGHWAY DIV. | 105 CUMBERLAND HILL RD | UST-1083 | City/Town Government | 5 | 1965-04-01 | Permanently Closed | 1000 | Heating Oil No.2
WOONSOCKET | CITY OF WOONSOCKET, D.P.W. HIGHWAY DIV. | 105 CUMBERLAND HILL RD | UST-1083 | City/Town Government | 6 | 1984-10-09 | Permanently Closed | 1000 | Unknown
WOONSOCKET | CITY OF WOONSOCKET, D.P.W. HIGHWAY DIV. | 105 CUMBERLAND HILL RD | UST-1083 | City/Town Government | 7 | 1984-10-09 | Permanently Closed | 1000 | Gasoline
WOONSOCKET | CITY OF WOONSOCKET, D.P.W. RESERVOIR STA | MANVILLE RD | UST-1080 | City/Town Government | 1 | 1984-10-09 | Permanently Closed | 2000 | Gasoline
WOONSOCKET | CLUB LAFAYETTE | 289 AYLSWORTH AVE | UST-2105 | Commercials | 1 | 1976-09-01 | Permanently Closed | 500 | Heating Oil No.2 | Single Walled
WOONSOCKET | CNC INTERNATIONAL LTD PARTNERSHIP | 20 PRIVILEGE ST | UST-2812 | Industrial | 1 | 1984-10-09 | Permanently Closed | 3000 | Heating Oil No.6
WOONSOCKET | COLEEN ENT, INC. | 93 HAZEL ST | UST-15182 | Industrial | 1 | 1984-10-09 | Permanently Closed | 10000 | Heating Oil No.2
WOONSOCKET | COLEEN ENT, INC. | 93 HAZEL ST | UST-15182 | Industrial | 2 | 1984-10-09 | Permanently Closed | 5000 | Heating Oil No.2
WOONSOCKET | COLEMAN SCHOOL | 96 SECOND AVE | UST-2690 | Education - Town | 1 | 1961-08-01 | Permanently Closed | 5000 | Heating Oil No.2
WOONSOCKET | COMMERCIAL BLDG AT 115 RAILROAD ST | 115 RAILROAD ST | UST-4993 | Commercials | 1 | null | Permanently Closed | 1000 | Heating Oil No.2 | Single Walled
WOONSOCKET | COMMERCIAL BLDG AT 115 RAILROAD ST | 115 RAILROAD ST | UST-4993 | Commercials | 2 | null | Permanently Closed | 1000 | Heating Oil No.2 | Single Walled
WOONSOCKET | COMMERCIAL PROPERTY | 279 GREEN ST | UST-274 | Commercials | 1 | 1984-10-09 | Permanently Closed | 1000 | Heating Oil No.2
WOONSOCKET | COMMERCIAL PROPERTY | 213 HIGH ST | UST-18788 | Commercials | 1 | 1984-10-09 | Illegally Closed | 500 | Heating Oil No.2 | Double Walled
WOONSOCKET | COMMERCIAL PROPERTY | 356 CLINTON ST | UST-5039 | Other | 1 | null | Permanently Closed | 1000 | Heating Oil No.2
WOONSOCKET | COMMODORE CLEANERS | 157 FRONT ST | UST-17318 | Commercials | 1 | 1984-10-09 | Permanently Closed | 1000 | Heating Oil No.2
WOONSOCKET | CONSOLIDATED AUTO SCREEN, INC. | 104 VILLA NOVA ST | UST-2127 | Industrial | 1 | 1955-08-01 | Permanently Closed | 20000 | Heating Oil No.6
WOONSOCKET | CONSUMER VALUES STORES (CVS) | 1 CVS DR | UST-2681 | Commercials | 1 | 1984-10-09 | Permanently Closed | 12000 | Heating Oil No.2
WOONSOCKET | CONSUMER VALUES STORES (CVS) | 1 CVS DR | UST-2681 | Commercials | 2 | 1987-12-01 | Permanently Closed | 20000 | Heating Oil No.2 | Single Walled
WOONSOCKET | CONSUMER VALUES STORES (CVS) | 1 CVS DR | UST-2681 | Commercials | 3 | 1984-10-09 | Permanently Closed | 2000 | Diesel
WOONSOCKET | CONSUMER VALUES STORES (CVS) | 1 CVS DR | UST-2681 | Commercials | 4 | 1987-12-01 | Permanently Closed | 2000 | Diesel | Double Walled
WOONSOCKET | CORNERSTONE OFFICE BLDG. | 191 SOCIAL ST | UST-837 | Commercials | 1 | 1975-04-01 | Permanently Closed | 10000 | Heating Oil No.2
WOONSOCKET | COSTA PARK | FAIRMONT ST/FIRST AVE | UST-16473 | Other | 1 | 1984-10-09 | Permanently Closed | 5000 | Heating Oil No.4
WOONSOCKET | CRAIG G. BRASSARD | 113 CLINTON ST | UST-2933 | Commercials | 1 | 1984-10-09 | Permanently Closed | 500 | Heating Oil No.2
WOONSOCKET | CRAMORE, LLC PROPERTY | 825 FRONT ST | UST-160 | Commercials | 1 | 1984-10-09 | Permanently Closed | 5000 | Heating Oil No.2
WOONSOCKET | CUMBERLAND FARMS #3885 | 2184 MENDON RD | UST-4661 | Gasoline Station | 1 | 2015-06-23 | In Use | 12000 | Gasoline | Double Walled | 2015-07-20
WOONSOCKET | CUMBERLAND FARMS #3885 | 2184 MENDON RD | UST-4661 | Gasoline Station | 2 | 2015-06-23 | In Use | 8000 | Gasoline | Double Walled | 2015-07-20
WOONSOCKET | CUMBERLAND FARMS #3885 | 2184 MENDON RD | UST-4661 | Gasoline Station | 3 | 2015-06-23 | In Use | 12000 | Gasoline | Double Walled | 2015-07-20
WOONSOCKET | CUMBERLAND FARMS #3885 | 2184 MENDON RD | UST-4661 | Gasoline Station | 4 | 2015-06-23 | In Use | 8000 | Diesel | Double Walled | 2015-07-20
WOONSOCKET | CUMBERLAND FARMS, INC. | 793 HARRIS AVE | UST-737 | Gasoline Station | 1 | 1973-04-01 | Permanently Closed | 8020 | Gasoline
WOONSOCKET | CUMBERLAND FARMS, INC. | 793 HARRIS AVE | UST-737 | Gasoline Station | 2 | 1973-04-01 | Permanently Closed | 8020 | Gasoline
WOONSOCKET | CUMBERLAND FARMS, INC. | 793 HARRIS AVE | UST-737 | Gasoline Station | 3 | 1973-04-01 | Permanently Closed | 8020 | Gasoline
WOONSOCKET | CUMBERLAND FARMS, INC. #3865 | 261 SOUTH MAIN ST | UST-2249 | Gasoline Station | 1 | 1986-03-01 | Permanently Closed | 8000 | Gasoline | Single Walled
WOONSOCKET | CUMBERLAND FARMS, INC. #3865 | 261 SOUTH MAIN ST | UST-2249 | Gasoline Station | 2 | 1986-03-01 | Permanently Closed | 8000 | Gasoline | Single Walled
WOONSOCKET | CUMBERLAND FARMS, INC. #3865 | 261 SOUTH MAIN ST | UST-2249 | Gasoline Station | 3 | 1986-03-01 | Permanently Closed | 8000 | Gasoline | Single Walled
WOONSOCKET | CUMBERLAND FARMS, INC. #3865 | 261 SOUTH MAIN ST | UST-2249 | Gasoline Station | 4 | 1984-10-09 | Permanently Closed | 6000 | Gasoline
WOONSOCKET | CUMBERLAND FARMS, INC. #3865 | 261 SOUTH MAIN ST | UST-2249 | Gasoline Station | 5 | 1984-10-09 | Permanently Closed | 6000 | Gasoline
WOONSOCKET | CUMBERLAND FARMS, INC. #3865 | 261 SOUTH MAIN ST | UST-2249 | Gasoline Station | 6 | 1984-10-09 | Permanently Closed | 6000 | Gasoline
WOONSOCKET | CUMBERLAND FARMS, INC. #3865 | 261 SOUTH MAIN ST | UST-2249 | Gasoline Station | 7 | 1984-10-09 | Permanently Closed | 500 | Waste Oil
WOONSOCKET | CUMBERLAND FARMS, INC. #3865 | 261 SOUTH MAIN ST | UST-2249 | Gasoline Station | 8 | 1984-10-09 | Permanently Closed | 500 | Waste Oil
WOONSOCKET | CUMBERLAND FARMS, INC. #3865 | 261 SOUTH MAIN ST | UST-2249 | Gasoline Station | 9 | 2012-03-20 | In Use | 8000 | Gasoline | Double Walled
WOONSOCKET | CUMBERLAND FARMS, INC. #3865 | 261 SOUTH MAIN ST | UST-2249 | Gasoline Station | 10 | 2012-03-20 | In Use | 12000 | Gasoline | Double Walled
WOONSOCKET | CUMBERLAND FARMS, INC. #3865 | 261 SOUTH MAIN ST | UST-2249 | Gasoline Station | 11 | 2012-03-20 | In Use | 6000 | Gasoline | Double Walled
WOONSOCKET | CUMBERLAND FARMS, INC. #3865 | 261 SOUTH MAIN ST | UST-2249 | Gasoline Station | 12 | 2012-03-20 | In Use | 6000 | Diesel | Double Walled
WOONSOCKET | CVS PHARMACY (PROPOSED) | 1097 MENDON RD | UST-4462 | Commercials | 1 | 1984-10-09 | Permanently Closed | 1000 | Other
WOONSOCKET | CVS PHARMACY (PROPOSED) | 1097 MENDON RD | UST-4462 | Commercials | 2 | 1984-10-09 | Permanently Closed | 500 | Other
WOONSOCKET | CYCLE PERFORMANCE | 208 BERNON ST | UST-16865 | Commercials | 1 | 1984-10-09 | Permanently Closed | 5000 | Heating Oil No.2
WOONSOCKET | DAOPHAOTHENH PROPERTY | NORTHEAST ST | UST-18299 | Other | 1 | 1984-10-09 | Permanently Closed | 1000 | Gasoline
WOONSOCKET | DEBLOIS OIL COMPANY, INC. | 632 RIVER ST | UST-398 | Commercials | 1 | 1978-04-01 | Permanently Closed | 2000 | Diesel
WOONSOCKET | DEBLOIS OIL COMPANY, INC. | 632 RIVER ST | UST-398 | Commercials | 2 | 1978-04-01 | Permanently Closed | 2000 | Gasoline
WOONSOCKET | DEBLOIS OIL COMPANY, INC. | 632 RIVER ST | UST-398 | Commercials | 3 | 1984-10-09 | Permanently Closed | 1000 | Kerosene
WOONSOCKET | DELTA TRANSPORTATION SERVICES | 28 PRIVILEGE ST | UST-374 | Commercials | 1 | 1983-04-01 | Permanently Closed | 10000 | Diesel
WOONSOCKET | DELTA TRANSPORTATION SERVICES | 28 PRIVILEGE ST | UST-374 | Commercials | 2 | 1984-10-09 | Permanently Closed | 2000 | Diesel
WOONSOCKET | DIAMOND HILL APTS. | DIAMOND HILL RD | UST-694 | Commercials | 1 | 1984-10-09 | Permanently Closed | 1000 | Heating Oil No.2
WOONSOCKET | DIAMOND HILL APTS. | DIAMOND HILL RD | UST-694 | Commercials | 2 | 1984-10-09 | Permanently Closed | 1000 | Heating Oil No.2
WOONSOCKET | DIAMOND HILL APTS. | DIAMOND HILL RD | UST-694 | Commercials | 3 | 1984-10-09 | Permanently Closed | 1000 | Heating Oil No.2
WOONSOCKET | DIAMOND HILL APTS. | DIAMOND HILL RD | UST-694 | Commercials | 4 | 1984-10-09 | Permanently Closed | 500 | Heating Oil No.2
WOONSOCKET | DORADO PROCESSING CO., INC. (OOB) | 719 RIVER ST | UST-5059 | Other | 1 | null | Abandoned | 1000 | Unknown
WOONSOCKET | DORADO PROCESSING CO., INC. (OOB) | 719 RIVER ST | UST-5059 | Other | 2 | null | Abandoned | 12000 | Unknown
WOONSOCKET | DORADO PROCESSING CO., INC. (OOB) | 719 RIVER ST | UST-5059 | Other | 3 | null | Abandoned | 18000 | Unknown
WOONSOCKET | DORADO PROCESSING CO., INC. (OOB) | 719 RIVER ST | UST-5059 | Other | 4 | null | Abandoned | 150 | Unknown
WOONSOCKET | DUCHARME AUTO BODY | 115 VALLEY ST | UST-4457 | Commercials | 1 | 1984-10-09 | Permanently Closed | 4000 | Gasoline
WOONSOCKET | DUCHARME AUTO BODY | 115 VALLEY ST | UST-4457 | Commercials | 2 | 1984-10-09 | Permanently Closed | 4000 | Gasoline
WOONSOCKET | DUCHARME AUTO BODY | 115 VALLEY ST | UST-4457 | Commercials | 3 | 1984-10-09 | Permanently Closed | 2000 | Heating Oil No.2
WOONSOCKET | DUCHARME AUTO BODY | 115 VALLEY ST | UST-4457 | Commercials | 4 | 1984-10-09 | Permanently Closed | 999999 | Unknown
WOONSOCKET | DUNKIN DONUTS | 308 CUMBERLAND HILL RD | UST-17437 | Commercials | 1 | 1984-10-09 | Permanently Closed | 1000 | Unknown
WOONSOCKET | EAST PENN MANUFACTURING CO., INC. | 245 PRIVILEGE ST | UST-18974 | Commercials | 1 | 1984-10-09 | Permanently Closed | 500 | Heating Oil No.2
WOONSOCKET | EAST WOONSOCKET SCHOOL | 980 MENDON RD | UST-2691 | Education - Town | 1 | 1966-08-01 | Permanently Closed | 10000 | Unknown
WOONSOCKET | EASTLAND BANK | 500 POND ST | UST-233 | Commercials | 1 | 1984-10-09 | Permanently Closed | 1000 | Heating Oil No.2
WOONSOCKET | EASTLAND BANK | 500 POND ST | UST-233 | Commercials | 2 | 1984-10-09 | Permanently Closed | 1000 | Gasoline
WOONSOCKET | EASTLAND BANK | 500 POND ST | UST-233 | Commercials | 3 | 1980-03-01 | Permanently Closed | 3000 | Gasoline
WOONSOCKET | EASTLAND SAVINGS BANK | 25 CUMMINGS WAY | UST-2729 | Other | 1 | 1980-01-01 | Permanently Closed | 500 | Diesel | Double Walled
WOONSOCKET | EASTLAND SAVINGS BANK | 25 CUMMINGS WAY | UST-2729 | Other | 2 | 1980-01-01 | Permanently Closed | 5000 | Heating Oil No.2 | Double Walled
WOONSOCKET | EDWARD COLLAMATI RESIDENCE | 42 DEXTER ST | UST-18999 | Private Residence | 1 | 1984-10-09 | Permanently Closed | 500 | Gasoline
WOONSOCKET | EDWARD P. ANDERSON & ASSOCIATES | 283 POND ST | UST-18012 | Commercials | 1 | 1984-10-09 | Permanently Closed | 1000 | Heating Oil No.2
WOONSOCKET | ELIZABETH LALIBERTE (LIBERTY FURNITURE) | 282 SOUTH MAIN ST | UST-2174 | Commercials | 1 | 1986-05-01 | Permanently Closed | 1000 | Heating Oil No.2
WOONSOCKET | EXXON | 1173 SOCIAL ST | UST-15083 | Gasoline Station | 1 | 1984-10-09 | Permanently Closed | 3000 | Gasoline
WOONSOCKET | EXXON | 1173 SOCIAL ST | UST-15083 | Gasoline Station | 2 | 1984-10-09 | Permanently Closed | 4000 | Gasoline
WOONSOCKET | EXXON | 1173 SOCIAL ST | UST-15083 | Gasoline Station | 3 | 1984-10-09 | Permanently Closed | 550 | Waste Oil
WOONSOCKET | EXXON | 1173 SOCIAL ST | UST-15083 | Gasoline Station | 4 | 1984-10-09 | Permanently Closed | 550 | Heating Oil No.2
WOONSOCKET | EXXON | 1173 SOCIAL ST | UST-15083 | Gasoline Station | 5 | 1984-10-09 | Permanently Closed | 3000 | Gasoline
WOONSOCKET | EXXON | 1173 SOCIAL ST | UST-15083 | Gasoline Station | 6 | 1984-10-09 | Permanently Closed | 2000 | Gasoline
WOONSOCKET | EXXON | 1173 SOCIAL ST | UST-15083 | Gasoline Station | 7 | 1984-10-09 | Permanently Closed | 3000 | Gasoline
WOONSOCKET | FAIRMOUNT FOUND, INC. | 25 SECOND AVE | UST-16202 | Commercials | 1 | 1984-10-09 | Permanently Closed | 5000 | Heating Oil No.6
WOONSOCKET | FAIRMOUNT HEIGHTS | 520 SECOND AVE | UST-18200 | Commercials | 1 | 1985-04-01 | Permanently Closed | 500 | Diesel
WOONSOCKET | FAIRMOUNT HEIGHTS | 520 SECOND AVE | UST-18200 | Commercials | 2 | 1985-04-01 | Permanently Closed | 500 | Diesel
WOONSOCKET | FALLS YARN MILLS | 68 SO. MAIN ST | UST-15565 | Commercials | 1 | 1984-10-09 | Permanently Closed | 5000 | Heating Oil No.2
WOONSOCKET | FIFTH AVENUE SCHOOL | 65 FIFTH AVE | UST-2692 | Education - Town | 1 | 1918-01-08 | Permanently Closed | 2000 | Heating Oil No.2 | Double Walled
WOONSOCKET | FINANCIAL PRIVACY CONSULTANTS, INC. | 141 MAIN ST | UST-2090 | Commercials | 1 | 1984-10-09 | Permanently Closed | 1000 | Heating Oil No.2
WOONSOCKET | FIRST REPUBLIC CORP. OF AMERICA | 159 SINGLETON ST | UST-409 | Commercials | 1 | 1935-04-01 | Permanently Closed | 20000 | Heating Oil No.6
WOONSOCKET | FIRST REPUBLIC CORP. OF AMERICA | 159 SINGLETON ST | UST-409 | Commercials | 2 | 1990-05-01 | Permanently Closed | 20000 | Heating Oil No.6 | Double Walled
WOONSOCKET | FIRST UNIVERSALIST CHURCH | 78 EARLE ST | UST-18266 | Other | 1 | 1984-10-09 | Permanently Closed | 3000 | Heating Oil No.2
WOONSOCKET | FLEET BANK | 128 SOCIAL ST | UST-18132 | Commercials | 1 | 1984-10-09 | Permanently Closed | 1000 | Heating Oil No.2
WOONSOCKET | FLORENCE DYE & TEXTILE INC. | 168 FLORENCE DR | UST-3521 | Industrial | 1 | 1984-10-09 | Permanently Closed | 25000 | Heating Oil No.6
WOONSOCKET | FLORENCE DYE & TEXTILE INC. | 168 FLORENCE DR | UST-3521 | Industrial | 2 | 1984-10-09 | Permanently Closed | 25000 | Heating Oil No.6
WOONSOCKET | FORMER 115 RICARD REAL ESTATE | 117 RICARD ST | UST-314 | Industrial | 1 | 1983-03-01 | In Use | 1000 | Heating Oil No.2
WOONSOCKET | FORMER GROUP HOME | 504 GASKILL ST | UST-4502 | Multiple Residence | 1 | 1984-10-09 | Permanently Closed | 500 | Heating Oil No.2
WOONSOCKET | FORMER MIDDLE SCHOOL | 120 SPRING ST | UST-4901 | Education - Town | 1 | null | Permanently Closed | 10000 | Heating Oil No.2
WOONSOCKET | FORMER SEVILLE DYEING CO., INC. | 229 FIRST AVE | UST-3479 | Industrial | 1 | 1981-08-01 | Permanently Closed | 20000 | Heating Oil No.6 | Single Walled
WOONSOCKET | FORMER SEVILLE DYEING CO., INC. | 229 FIRST AVE | UST-3479 | Industrial | 2 | null | Permanently Closed | 500 | Unknown
WOONSOCKET | FORMER SEVILLE DYEING CO., INC. | 229 FIRST AVE | UST-3479 | Industrial | 3 | null | Not Found - Admin Closed | 0 | Unknown
WOONSOCKET | FORMER SEVILLE DYEING CO., INC. | 229 FIRST AVE | UST-3479 | Industrial | 4 | null | Not Found - Admin Closed | 0 | Unknown
WOONSOCKET | FORMER SEVILLE DYEING CO., INC. | 229 FIRST AVE | UST-3479 | Industrial | 5 | null | Not Found - Admin Closed | 0 | Unknown
WOONSOCKET | FOUNTAINE & CROLL LAW OFFICE | 34 HAMLET AVE | UST-17184 | Other | 1 | 1984-10-09 | Permanently Closed | 1000 | Heating Oil No.2
WOONSOCKET | FOUR SEASON'S NORTH APTS. | 2467 DIAMOND HILL RD | UST-697 | Commercials | 1 | 1984-10-09 | Permanently Closed | 2000 | Heating Oil No.2
WOONSOCKET | FOUR SEASON'S NORTH APTS. | 2467 DIAMOND HILL RD | UST-697 | Commercials | 2 | 1984-10-09 | Permanently Closed | 2000 | Heating Oil No.2
WOONSOCKET | FOUR SEASON'S NORTH APTS. | 2467 DIAMOND HILL RD | UST-697 | Commercials | 3 | 1984-10-09 | Permanently Closed | 2000 | Heating Oil No.2
WOONSOCKET | FOUR SEASON'S NORTH APTS. | 2467 DIAMOND HILL RD | UST-697 | Commercials | 4 | 1984-10-09 | Permanently Closed | 2000 | Heating Oil No.2
WOONSOCKET | FOUR SEASON'S NORTH APTS. | 2467 DIAMOND HILL RD | UST-697 | Commercials | 5 | 1984-10-09 | Permanently Closed | 2000 | Heating Oil No.2
WOONSOCKET | FOUR SEASON'S NORTH APTS. | 2467 DIAMOND HILL RD | UST-697 | Commercials | 6 | 1984-10-09 | Permanently Closed | 1000 | Heating Oil No.2
WOONSOCKET | FOUR SEASON'S NORTH APTS. | 2467 DIAMOND HILL RD | UST-697 | Commercials | 7 | 1984-10-09 | Permanently Closed | 1000 | Heating Oil No.2
WOONSOCKET | FOUR SEASON'S NORTH APTS. | 2467 DIAMOND HILL RD | UST-697 | Commercials | 8 | 1984-10-09 | Permanently Closed | 1000 | Heating Oil No.2
WOONSOCKET | FRIENDLY HOME, INC. | 303 RHODES AVE | UST-18727 | Commercials | 1 | 1984-10-09 | Permanently Closed | 500 | Heating Oil No.2
WOONSOCKET | FRONT ST. REALTY CORP. C/O R. DUMOUCHEL | 221 FOUNDERS DR | UST-1224 | Commercials | 1 | 1975-05-01 | Permanently Closed | 10000 | Gasoline
WOONSOCKET | FRONT ST. REALTY CORP. C/O R. DUMOUCHEL | 221 FOUNDERS DR | UST-1224 | Commercials | 2 | 1975-05-01 | Permanently Closed | 500 | Waste Oil
WOONSOCKET | FRONT ST. REALTY CORP. C/O R. DUMOUCHEL | 221 FOUNDERS DR | UST-1224 | Commercials | 3 | 1975-05-01 | Permanently Closed | 5000 | Heating Oil No.2
WOONSOCKET | G & T REALTY CO. | 815 CUMBERLAND HILL RD | UST-18774 | Commercials | 1 | 1984-10-09 | Permanently Closed | 2000 | Gasoline
WOONSOCKET | G & T REALTY CO. | 815 CUMBERLAND HILL RD | UST-18774 | Commercials | 2 | 1984-10-09 | Permanently Closed | 5000 | Gasoline
WOONSOCKET | G & T REALTY CO. | 815 CUMBERLAND HILL RD | UST-18774 | Commercials | 3 | 1984-10-09 | Permanently Closed | 2000 | Gasoline
WOONSOCKET | GELDCO MFG. COM. | 139 FRONT ST | UST-1945 | Commercials | 1 | 1984-10-09 | Permanently Closed | 3000 | Gasoline
WOONSOCKET | GELDCO MFG. COM. | 139 FRONT ST | UST-1945 | Commercials | 2 | 1984-10-09 | Permanently Closed | 1000 | Waste Oil
WOONSOCKET | GELDCO MFG. COM. | 139 FRONT ST | UST-1945 | Commercials | 3 | 1984-10-09 | Permanently Closed | 3000 | Heating Oil No.2
WOONSOCKET | GERTRUDE FRANCO | 274 HARRIS AVE | UST-16917 | Private Residence | 1 | 1984-10-09 | Permanently Closed | 2000 | Heating Oil No.2
WOONSOCKET | GLENARK LANDING | 104 SAYLES ST | UST-15918 | Commercials | 1 | 1984-10-09 | Permanently Closed | 1000 | Kerosene
WOONSOCKET | GLENARK LANDING | 104 SAYLES ST | UST-15918 | Commercials | 2 | 1984-10-09 | Permanently Closed | 5000 | Hazardous Substance
WOONSOCKET | GLOBE PARK SCHOOL | 300 AVENUE A | UST-2693 | Education - Town | 1 | 1960-08-01 | Permanently Closed | 10000 | Unknown
WOONSOCKET | GOODYEAR AUTO SERVICE CENTER | 767 SOCIAL ST | UST-322 | Commercials | 1 | 1981-03-01 | Permanently Closed | 550 | Waste Oil
WOONSOCKET | GOODYEAR AUTO SERVICE CENTER | 767 SOCIAL ST | UST-322 | Commercials | 2 | 1979-03-01 | Permanently Closed | 275 | Waste Oil
WOONSOCKET | GOODYEAR AUTO SERVICE CENTER | 767 SOCIAL ST | UST-322 | Commercials | 3 | 1984-10-09 | Permanently Closed | 1000 | Gasoline
WOONSOCKET | GOUIN SUPPLY COMPANY | 75 ROLAND ST | UST-15471 | Commercials | 1 | 1984-10-09 | Permanently Closed | 550 | Gasoline
WOONSOCKET | GROSSMAN'S LUMBER | 333 RIVER ST | UST-347 | Commercials | 1 | 1960-04-01 | Permanently Closed | 1000 | Gasoline
WOONSOCKET | GROVE STREET SCHOOL | 320 GROVE ST | UST-2694 | Education - Town | 1 | 1984-10-09 | Permanently Closed | 1000 | Heating Oil No.2
WOONSOCKET | GULF EXPRESS | 852 PARK AVE | UST-113 | Gasoline Station | 1 | 1982-03-01 | Permanently Closed | 8000 | Diesel
WOONSOCKET | GULF EXPRESS | 852 PARK AVE | UST-113 | Gasoline Station | 2 | 1982-03-01 | Permanently Closed | 8000 | Gasoline
WOONSOCKET | GULF EXPRESS | 852 PARK AVE | UST-113 | Gasoline Station | 3 | 1982-03-01 | Permanently Closed | 4000 | Gasoline
WOONSOCKET | GULF EXPRESS | 852 PARK AVE | UST-113 | Gasoline Station | 4 | 1982-03-01 | Permanently Closed | 3000 | Gasoline
WOONSOCKET | GULF EXPRESS | 852 PARK AVE | UST-113 | Gasoline Station | 5 | 1982-03-01 | Permanently Closed | 4000 | Gasoline
WOONSOCKET | GULF EXPRESS | 852 PARK AVE | UST-113 | Gasoline Station | 6 | 1982-03-01 | Permanently Closed | 3000 | Gasoline
WOONSOCKET | GULF EXPRESS | 852 PARK AVE | UST-113 | Gasoline Station | 7 | 1982-03-01 | Permanently Closed | 2000 | Gasoline
WOONSOCKET | GULF EXPRESS | 852 PARK AVE | UST-113 | Gasoline Station | 8 | 1994-02-01 | In Use | 12000 | Gasoline | Double Walled | 2017-11-29
WOONSOCKET | GULF EXPRESS | 852 PARK AVE | UST-113 | Gasoline Station | 9 | 1994-02-01 | In Use | 10000 | Gasoline | Double Walled | 2017-11-29
WOONSOCKET | GULF EXPRESS | 852 PARK AVE | UST-113 | Gasoline Station | 10 | 1994-02-01 | In Use | 10000 | Gasoline | Double Walled | 2017-11-29
WOONSOCKET | GULF EXPRESS | 852 PARK AVE | UST-113 | Gasoline Station | 11 | 1984-10-09 | Permanently Closed | 500 | Heating Oil No.2
WOONSOCKET | GULF EXPRESS | 852 PARK AVE | UST-113 | Gasoline Station | 12 | 1984-10-09 | Permanently Closed | 500 | Waste Oil
WOONSOCKET | HAMLET REALTY TRUST | 153 HAMLET AVE | UST-19064 | Commercials | 1 | 1984-10-09 | Permanently Closed | 60000 | Heating Oil No.6
WOONSOCKET | HAMLET REALTY TRUST | 153 HAMLET AVE | UST-19064 | Commercials | 2 | 1984-10-09 | Permanently Closed | 60000 | Heating Oil No.6
WOONSOCKET | HAMLET REALTY TRUST | 153 HAMLET AVE | UST-19064 | Commercials | 3 | 1984-10-09 | Permanently Closed | 10000 | Heating Oil No.6
WOONSOCKET | HAMLET REALTY TRUST | 153 HAMLET AVE | UST-19064 | Commercials | 4 | 1984-10-09 | Permanently Closed | 1200 | Gasoline
WOONSOCKET | HAMLET REALTY TRUST | 153 HAMLET AVE | UST-19064 | Commercials | 5 | 1984-10-09 | Permanently Closed | 1000 | Heating Oil No.2
WOONSOCKET | HARRIS MILL | 55-65 MAIN ST | UST-1951 | Industrial | 1 | 1984-10-09 | Permanently Closed | 3200 | Heating Oil No.2
WOONSOCKET | HARRIS SCHOOL | 60 HIGH SCHOOL ST | UST-2695 | Education - Town | 1 | 1984-10-09 | Permanently Closed | 2000 | Heating Oil No.2
WOONSOCKET | HARRIS SCHOOL | 60 HIGH SCHOOL ST | UST-2695 | Education - Town | 2 | 1984-10-09 | Permanently Closed | 3000 | Heating Oil No.6
WOONSOCKET | HARVEST COMMUNITY CHURCH | 60 NORTH MAIN ST | UST-4159 | Commercials | 1 | 1984-10-09 | Permanently Closed | 2000 | Heating Oil No.2
WOONSOCKET | HENRI'S MUFFLER CENTER | 1068 PARK AVE | UST-15152 | Commercials | 1 | 1984-10-09 | Permanently Closed | 1000 | Gasoline
WOONSOCKET | HENRI'S MUFFLER CENTER | 1068 PARK AVE | UST-15152 | Commercials | 2 | 1984-10-09 | Permanently Closed | 1000 | Gasoline
WOONSOCKET | HENRI'S MUFFLER CENTER | 1068 PARK AVE | UST-15152 | Commercials | 3 | 1984-10-09 | Permanently Closed | 1000 | Gasoline
WOONSOCKET | HOLY FAMILY CONVENT | 53 COE ST | UST-838 | Private Residence | 1 | 1950-05-01 | Permanently Closed | 1000 | Heating Oil No.2
WOONSOCKET | HOLY FAMILY RECTORY | 414 SOUTH MAIN ST | UST-2839 | Private Residence | 1 | 1945-05-01 | Permanently Closed | 1000 | Heating Oil No.2
WOONSOCKET | HOPE SCHOOL | 43 HOPE ST | UST-18862 | Education Private | 1 | 1984-10-09 | Permanently Closed | 2000 | Unknown
WOONSOCKET | IMPERIAL ELECTRIC (FORMERLY) | 204 WARWICK ST | UST-18348 | Commercials | 1 | 1984-10-09 | Permanently Closed | 1000 | Gasoline
WOONSOCKET | IMPERIAL PACKAGING | 98 WATER ST | UST-2772 | Commercials | 1 | 1984-10-09 | Permanently Closed | 4000 | Heating Oil No.2
WOONSOCKET | IMPERIAL PACKAGING | 98 WATER ST | UST-2772 | Commercials | 2 | 1984-10-09 | Permanently Closed | 550 | Heating Oil No.2
WOONSOCKET | IMPERIAL PACKAGING | 98 WATER ST | UST-2772 | Commercials | 3 | 1984-10-09 | Permanently Closed | 750 | Diesel
WOONSOCKET | IMPERIAL PACKAGING | 98 WATER ST | UST-2772 | Commercials | 4 | 1984-10-09 | Permanently Closed | 1000 | Diesel
WOONSOCKET | IMPERIAL PACKAGING CORP. | 292 EAST SCHOOL ST | UST-18812 | Commercials | 1 | 1984-10-09 | Permanently Closed | 10000 | Unknown
WOONSOCKET | IMPERIAL PACKAGING CORP. | 292 EAST SCHOOL ST | UST-18812 | Commercials | 2 | null | Permanently Closed | 73000 | Heating Oil No.6
WOONSOCKET | ISLAND MACHINE CO., INC. | 15 ISLAND PL | UST-275 | Commercials | 1 | 1947-03-01 | Permanently Closed | 1000 | Heating Oil No.2
WOONSOCKET | J. ALPHE CARON | 53 CASTLE HEIGHTS CT. | UST-1054 | Private Residence | 1 | 1984-04-01 | In Use | 500 | Heating Oil No.2
WOONSOCKET | J.B. FARNUM CO. BUILDING | 179 FRONT ST | UST-1534 | Industrial | 1 | 1984-10-09 | Permanently Closed | 1500 | Heating Oil No.2
WOONSOCKET | JAMES MARCHBANK COMMERCIAL PROPERTY | 108 MAIN ST | UST-4292 | Commercials | 1 | 1984-10-09 | Permanently Closed | 1000 | Heating Oil No.2
WOONSOCKET | JANNELL & SON BODY COMPANY | 840 CUMBERLAND HILL RD | UST-1072 | Gasoline Station | 1 | 1984-10-09 | Permanently Closed | 500 | Gasoline
WOONSOCKET | JANSCO TRUCK EQUIPMENT | 100 FOUNDERS DR | UST-2854 | Commercials | 1 | 1974-10-01 | Permanently Closed | 6000 | Gasoline
WOONSOCKET | JANSCO TRUCK EQUIPMENT | 100 FOUNDERS DR | UST-2854 | Commercials | 2 | 1974-10-01 | Permanently Closed | 6000 | Diesel
WOONSOCKET | JANSCO TRUCK EQUIPMENT | 100 FOUNDERS DR | UST-2854 | Commercials | 3 | 1974-10-01 | Permanently Closed | 1000 | Waste Oil
WOONSOCKET | JANSCO TRUCK EQUIPMENT | 100 FOUNDERS DR | UST-2854 | Commercials | 4 | 1974-10-01 | Permanently Closed | 1000 | Waste Oil
WOONSOCKET | JEAN-CHARLES SOUCY (RESIDENCE) | 70 WOODLAND RD | UST-19146 | Private Residence | 1 | 1984-10-09 | Permanently Closed | 2000 | Heating Oil No.2
WOONSOCKET | JED DELTA CORPORATION | 99 ALLEN ST | UST-1308 | Commercials | 1 | 1952-05-01 | Permanently Closed | 15000 | Heating Oil No.6
WOONSOCKET | KAFIN OIL CO., INC. | 27 HAMLET AVE | UST-129 | Gasoline Station | 1 | 1953-03-01 | Permanently Closed | 4000 | Gasoline
WOONSOCKET | KAFIN OIL CO., INC. | 27 HAMLET AVE | UST-129 | Gasoline Station | 2 | 1986-02-01 | Permanently Closed | 5000 | Gasoline | Single Walled
WOONSOCKET | KAFIN OIL CO., INC. | 27 HAMLET AVE | UST-129 | Gasoline Station | 3 | 1953-03-01 | Permanently Closed | 3000 | Gasoline
WOONSOCKET | KAFIN OIL CO., INC. | 27 HAMLET AVE | UST-129 | Gasoline Station | 4 | 1953-03-01 | Permanently Closed | 3000 | Gasoline
WOONSOCKET | KAFIN OIL CO., INC. | 27 HAMLET AVE | UST-129 | Gasoline Station | 5 | 1986-02-01 | Permanently Closed | 5000 | Gasoline | Single Walled
WOONSOCKET | KAFIN OIL CO., INC. | 27 HAMLET AVE | UST-129 | Gasoline Station | 6 | 1967-03-01 | Permanently Closed | 2000 | Gasoline
WOONSOCKET | KAFIN OIL CO., INC. | 27 HAMLET AVE | UST-129 | Gasoline Station | 7 | 1955-03-01 | Permanently Closed | 500 | Waste Oil
WOONSOCKET | KAFIN OIL CO., INC. | 27 HAMLET AVE | UST-129 | Gasoline Station | 8 | 1955-03-01 | Permanently Closed | 500 | Heating Oil No.2
WOONSOCKET | KELLY PROPERTY | 54 EAST SCHOOL ST | UST-18241 | Commercials | 1 | 1984-10-09 | Permanently Closed | 2000 | Heating Oil No.2
WOONSOCKET | KELLYS LAUNDROMAT | 253 HIGH ST | UST-18881 | Commercials | 1 | 1984-10-09 | Tank Not Found | 500 | Heating Oil No.2 | Double Walled
WOONSOCKET | KENDRICK AVENUE SCHOOL | 72 KENDRICK AVE | UST-2696 | Education - Town | 1 | 1984-10-09 | Permanently Closed | 2000 | Heating Oil No.2 | Double Walled
WOONSOCKET | KENNEDY MANOR | 547 CLINTON ST | UST-16871 | Commercials | 1 | 1984-10-09 | Permanently Closed | 15000 | Heating Oil No.2
WOONSOCKET | KENNEDY'S HOME IMPROVEMENT | 129 BALLOU ST | UST-2563 | Commercials | 1 | 1984-10-09 | Permanently Closed | 1000 | Heating Oil No.2
WOONSOCKET | KENNEDY'S HOME IMPROVEMENT | 129 BALLOU ST | UST-2563 | Commercials | 2 | 1984-10-09 | Permanently Closed | 2000 | Heating Oil No.2
WOONSOCKET | KENNEDY'S HOME IMPROVEMENT | 129 BALLOU ST | UST-2563 | Commercials | 3 | 1996-09-01 | Permanently Closed | 2000 | Heating Oil No.2 | Double Walled
WOONSOCKET | KEWAY/RAY LLC | 285 MAIN ST | UST-4491 | Commercials | 1 | 1984-10-09 | Permanently Closed | 1000 | Heating Oil No.2
WOONSOCKET | KOURY'S SERVICE STATION | 648 PROVIDENCE ST | UST-92 | Gasoline Station | 1 | 1975-02-01 | Permanently Closed | 2000 | Gasoline
WOONSOCKET | KOURY'S SERVICE STATION | 648 PROVIDENCE ST | UST-92 | Gasoline Station | 2 | 1975-02-01 | Permanently Closed | 3000 | Gasoline
WOONSOCKET | KOURY'S SERVICE STATION | 648 PROVIDENCE ST | UST-92 | Gasoline Station | 3 | 1984-10-09 | Permanently Closed | 500 | Waste Oil
WOONSOCKET | KOURY'S SERVICE STATION | 648 PROVIDENCE ST | UST-92 | Gasoline Station | 4 | 1984-10-09 | Permanently Closed | 1000 | Waste Oil
WOONSOCKET | KOURY'S SERVICE STATION | 648 PROVIDENCE ST | UST-92 | Gasoline Station | 5 | 1984-10-09 | Permanently Closed | 750 | Waste Oil
WOONSOCKET | L & R REALTY | 204 SOUTH MAIN ST | UST-19145 | Commercials | 1 | 1984-10-09 | Permanently Closed | 2000 | Gasoline
WOONSOCKET | LACROIX FURNITURE/D&M REALTY | 419 BURNSIDE AVE | UST-19140 | Commercials | 1 | 1984-10-09 | Permanently Closed | 5000 | Heating Oil No.2
WOONSOCKET | LAFOND'S AUTO BODY | 179 EAST SCHOOL ST | UST-15170 | Gasoline Station | 1 | 1966-04-01 | Permanently Closed | 3000 | Gasoline
WOONSOCKET | LAFOND'S AUTO BODY | 179 EAST SCHOOL ST | UST-15170 | Gasoline Station | 2 | 1966-04-01 | Permanently Closed | 3000 | Gasoline
WOONSOCKET | LANDMARK MEDICAL CENTER | 115 CASS AVE | UST-356 | Other | 1 | 1981-04-01 | Permanently Closed | 510 | Diesel | Double Walled
WOONSOCKET | LANDMARK MEDICAL CENTER | 115 CASS AVE | UST-356 | Other | 2 | 1981-04-01 | Permanently Closed | 25000 | Heating Oil No.6
WOONSOCKET | LANDMARK MEDICAL CENTER | 115 CASS AVE | UST-356 | Other | 3 | 1980-04-01 | Permanently Closed | 2000 | Diesel | Double Walled
WOONSOCKET | LANDMARK MEDICAL CENTER | 115 CASS AVE | UST-356 | Other | 4 | 1972-04-01 | Permanently Closed | 2000 | Gasoline | Double Walled
WOONSOCKET | LANDMARK MEDICAL CENTER | 115 CASS AVE | UST-356 | Other | 5 | 1984-10-09 | Permanently Closed | 10000 | Heating Oil No.6
WOONSOCKET | LANDMARK MEDICAL/REHABILITATION | 176 CASS AVE | UST-17201 | Other | 1 | 1984-10-09 | Permanently Closed | 1000 | Heating Oil No.2
WOONSOCKET | LIMOGES SERVICE STATION | 171 GREENE ST | UST-2120 | Gasoline Station | 1 | 1969-05-01 | Permanently Closed | 6000 | Gasoline
WOONSOCKET | LIMOGES SERVICE STATION | 171 GREENE ST | UST-2120 | Gasoline Station | 2 | 1969-05-01 | Permanently Closed | 4000 | Gasoline
WOONSOCKET | LIMOGES SERVICE STATION | 171 GREENE ST | UST-2120 | Gasoline Station | 3 | 1969-05-01 | Permanently Closed | 4000 | Gasoline
WOONSOCKET | LIMOGES SERVICE STATION | 171 GREENE ST | UST-2120 | Gasoline Station | 4 | 1958-05-01 | Permanently Closed | 500 | Waste Oil
WOONSOCKET | LINCOLN TEXTILE POWER PLANT | 43 SOUTH MAIN ST | UST-18534 | City/Town Government | 1 | 1984-10-09 | Permanently Closed | 6280 | Heating Oil No.6
WOONSOCKET | LINCOLN-TEXTILE | 5 PRIVILEGE ST | UST-391 | Commercials | 1 | 1955-04-01 | Permanently Closed | 5000 | Heating Oil No.2
WOONSOCKET | LISA GATTINERI (4 FAMILY APT.) | 100 ANDREWS ST | UST-18839 | Other | 1 | 1984-10-09 | Permanently Closed | 1000 | Unknown
WOONSOCKET | LODIE BRIEN AGENCY, INC. | 62-64 HAMLET AVE | UST-18963 | Commercials | 1 | 1984-10-09 | Permanently Closed | 1000 | Heating Oil No.2
WOONSOCKET | MACK BUICK, INC. | 200 SOCIAL ST | UST-489 | Commercials | 1 | 1984-10-09 | Permanently Closed | 1000 | Gasoline
WOONSOCKET | MACK BUICK, INC. | 200 SOCIAL ST | UST-489 | Commercials | 2 | 1984-10-09 | Permanently Closed | 550 | Waste Oil
WOONSOCKET | MACK BUICK, INC. | 200 SOCIAL ST | UST-489 | Commercials | 3 | 1984-10-09 | Permanently Closed | 1000 | Heating Oil No.2
WOONSOCKET | MACK BUICK, INC. | 200 SOCIAL ST | UST-489 | Commercials | 4 | 1984-10-09 | Permanently Closed | 275 | Waste Oil
WOONSOCKET | MACK BUICK, INC. | 200 SOCIAL ST | UST-489 | Commercials | 5 | 1984-10-09 | Permanently Closed | 5000 | Gasoline
WOONSOCKET | MACK BUICK, INC. | 200 SOCIAL ST | UST-489 | Commercials | 6 | 1984-10-09 | Permanently Closed | 5000 | Gasoline
WOONSOCKET | MACK BUICK, INC. | 200 SOCIAL ST | UST-489 | Commercials | 7 | 1984-10-09 | Permanently Closed | 5000 | Gasoline
WOONSOCKET | MACK BUICK, INC. | 200 SOCIAL ST | UST-489 | Commercials | 8 | 1984-10-09 | Permanently Closed | 1000 | Waste Oil
WOONSOCKET | MACK'S ARCO SERVICE STATION INC. | 11 HAMLET AVE | UST-1243 | Gasoline Station | 1 | 1973-05-01 | Permanently Closed | 4000 | Gasoline
WOONSOCKET | MACK'S ARCO SERVICE STATION INC. | 11 HAMLET AVE | UST-1243 | Gasoline Station | 2 | 1973-05-01 | Permanently Closed | 4000 | Gasoline
WOONSOCKET | MACK'S ARCO SERVICE STATION INC. | 11 HAMLET AVE | UST-1243 | Gasoline Station | 3 | 1973-05-01 | Permanently Closed | 4000 | Gasoline
WOONSOCKET | MACK'S ARCO SERVICE STATION INC. | 11 HAMLET AVE | UST-1243 | Gasoline Station | 4 | 1973-05-01 | Permanently Closed | 500 | Heating Oil No.2
WOONSOCKET | MACK'S ARCO SERVICE STATION INC. | 11 HAMLET AVE | UST-1243 | Gasoline Station | 5 | 1973-05-01 | Permanently Closed | 500 | Waste Oil
WOONSOCKET | MAGBEA REALTY | 491 BLACKSTONE ST | UST-2108 | Commercials | 1 | 1984-10-09 | Tank Not Found | 1000 | Heating Oil No.2
WOONSOCKET | MAGBEA REALTY | 481 BLACKSTONE ST | UST-2109 | Multiple Residence | 1 | 1984-10-09 | Tank Not Found | 1000 | Heating Oil No.2
WOONSOCKET | MAILLOUX & SONS FURNITURE | 603 CLINTON ST | UST-19068 | Commercials | 1 | 1984-10-09 | Permanently Closed | 2500 | Heating Oil No.2
WOONSOCKET | MANN FAMILY NOMINEE TRUST | 1099 SOCIAL ST | UST-4753 | Private Residence | 1 | 1984-10-09 | Permanently Closed | 10000 | Heating Oil No.2
WOONSOCKET | MANN FAMILY NOMINEE TRUST | 1099 SOCIAL ST | UST-4753 | Private Residence | 2 | null | Permanently Closed | 1200 | Unknown
WOONSOCKET | MANN FAMILY NOMINEE TRUST | 1099 SOCIAL ST | UST-4753 | Private Residence | 3 | null | Permanently Closed | 1200 | Unknown
WOONSOCKET | MANN FAMILY NOMINEE TRUST | 1099 SOCIAL ST | UST-4753 | Private Residence | 4 | null | Permanently Closed | 2500 | Unknown
WOONSOCKET | MARIE LALOR RAZEN | 230 OAKLEY ST | UST-17132 | Private Residence | 1 | 1984-10-09 | Permanently Closed | 2000 | Heating Oil No.2
WOONSOCKET | MARK CORBEIL | 266 GROVE ST | UST-16811 | Private Residence | 1 | 1984-10-09 | Permanently Closed | 2000 | Heating Oil No.2
WOONSOCKET | MARK STEVEN, INC. | 400 FOUNDERS DR | UST-2957 | Commercials | 1 | 1985-01-01 | Permanently Closed | 2000 | Diesel
WOONSOCKET | MARK STEVEN, INC. | 400 FOUNDERS DR | UST-2957 | Commercials | 2 | 1985-01-01 | Permanently Closed | 2000 | Waste Oil
WOONSOCKET | MARK STEVEN, INC. | 400 FOUNDERS DR | UST-2957 | Commercials | 3 | 1976-01-01 | Permanently Closed | 12000 | Diesel
WOONSOCKET | MARQUIS OIL COMPANY | 188 WILLOW ST | UST-989 | Commercials | 1 | 1965-04-01 | Permanently Closed | 5000 | Heating Oil No.2
WOONSOCKET | MARQUIS OIL COMPANY | 188 WILLOW ST | UST-989 | Commercials | 2 | 1965-04-01 | Permanently Closed | 5000 | Heating Oil No.2
WOONSOCKET | MARQUIS OIL COMPANY | 188 WILLOW ST | UST-989 | Commercials | 3 | 1965-04-01 | Permanently Closed | 5000 | Heating Oil No.2
WOONSOCKET | MARQUIS OIL COMPANY | 188 WILLOW ST | UST-989 | Commercials | 4 | 1970-04-01 | Permanently Closed | 10000 | Heating Oil No.2
WOONSOCKET | MARQUIS OIL COMPANY | 188 WILLOW ST | UST-989 | Commercials | 5 | 1970-04-01 | Permanently Closed | 15000 | Heating Oil No.2
WOONSOCKET | MARQUIS OIL COMPANY | 188 WILLOW ST | UST-989 | Commercials | 6 | 1965-04-01 | Permanently Closed | 10000 | Heating Oil No.2
WOONSOCKET | MARQUIS OIL COMPANY | 188 WILLOW ST | UST-989 | Commercials | 7 | 1965-04-01 | Permanently Closed | 1000 | Diesel
WOONSOCKET | MARQUIS OIL COMPANY | 188 WILLOW ST | UST-989 | Commercials | 8 | 1965-04-01 | Permanently Closed | 1000 | Diesel
WOONSOCKET | MARQUIS OIL COMPANY | 188 WILLOW ST | UST-989 | Commercials | 9 | 1965-04-01 | Permanently Closed | 500 | Gasoline
WOONSOCKET | MARQUIS OIL COMPANY | 188 WILLOW ST | UST-989 | Commercials | 10 | 1965-04-01 | Permanently Closed | 1000 | Gasoline
WOONSOCKET | MARQUIS OIL COMPANY | 188 WILLOW ST | UST-989 | Commercials | 11 | 1984-10-09 | Permanently Closed | 275 | Waste Oil
WOONSOCKET | MARQUIS OIL COMPANY | 188 WILLOW ST | UST-989 | Commercials | 12 | 1984-10-09 | Permanently Closed | 500 | Heating Oil No.2
WOONSOCKET | MARQUIS PROPERTY | 181 CARRINGTON AVE | UST-18914 | Other | 1 | 1984-10-09 | Permanently Closed | 1000 | Unknown
WOONSOCKET | MARQUIS SERVICE | 293 OLO ST | UST-16066 | Gasoline Station | 1 | 1984-10-09 | Permanently Closed | 1000 | Gasoline
WOONSOCKET | MARQUIS SERVICE | 293 OLO ST | UST-16066 | Gasoline Station | 2 | 1984-10-09 | Permanently Closed | 550 | Gasoline
WOONSOCKET | MARQUIS SERVICE | 293 OLO ST | UST-16066 | Gasoline Station | 3 | 1984-10-09 | Permanently Closed | 550 | Gasoline
WOONSOCKET | MARQUIS SERVICE STATION | 319 OLO ST | UST-1328 | Gasoline Station | 1 | 1955-06-01 | Permanently Closed | 3000 | Gasoline
WOONSOCKET | MARQUIS SERVICE STATION | 319 OLO ST | UST-1328 | Gasoline Station | 2 | 1955-06-01 | Permanently Closed | 1000 | Gasoline
WOONSOCKET | MARQUIS SERVICE STATION | 319 OLO ST | UST-1328 | Gasoline Station | 3 | 1955-06-01 | Permanently Closed | 1000 | Gasoline
WOONSOCKET | MARQUIS SERVICE STATION | 319 OLO ST | UST-1328 | Gasoline Station | 4 | 1955-06-01 | Permanently Closed | 550 | Waste Oil
WOONSOCKET | MARTEL OIL | 1182 RIVER ST | UST-834 | Commercials | 1 | 1984-10-09 | Permanently Closed | 10000 | Kerosene
WOONSOCKET | MARTEL OIL | 1182 RIVER ST | UST-834 | Commercials | 2 | 1984-10-09 | Permanently Closed | 10000 | Diesel
WOONSOCKET | MARTEL OIL | 1182 RIVER ST | UST-834 | Commercials | 3 | 1984-10-09 | Permanently Closed | 10000 | Heating Oil No.4
WOONSOCKET | MARTEL OIL | 1182 RIVER ST | UST-834 | Commercials | 4 | 1984-10-09 | Permanently Closed | 10000 | Heating Oil No.4
WOONSOCKET | MARTEL OIL | 1182 RIVER ST | UST-834 | Commercials | 5 | 1984-10-09 | Permanently Closed | 1000 | Unknown
WOONSOCKET | MARTEL OIL | 1182 RIVER ST | UST-834 | Commercials | 6 | 1984-10-09 | Permanently Closed | 3000 | Unknown
WOONSOCKET | MARTEL OIL | 1182 RIVER ST | UST-834 | Commercials | 7 | 1984-10-09 | Permanently Closed | 3000 | Unknown
WOONSOCKET | MARTEL OIL | 1182 RIVER ST | UST-834 | Commercials | 8 | 1984-10-09 | Permanently Closed | 3000 | Unknown
WOONSOCKET | MARTINELLI'S AND SON INC | 100 PRIVILEGE ST | UST-1633 | Gasoline Station | 1 | 1981-07-01 | Permanently Closed | 10000 | Gasoline
WOONSOCKET | MARTINELLI'S AND SON INC | 100 PRIVILEGE ST | UST-1633 | Gasoline Station | 2 | 1981-07-01 | Permanently Closed | 10000 | Gasoline
WOONSOCKET | MARTINELLI'S AND SON INC | 100 PRIVILEGE ST | UST-1633 | Gasoline Station | 3 | 1974-07-01 | Permanently Closed | 6000 | Diesel
WOONSOCKET | MARTINELLI'S AND SON INC | 100 PRIVILEGE ST | UST-1633 | Gasoline Station | 4 | 1971-07-01 | Permanently Closed | 10000 | Kerosene
WOONSOCKET | MARTINELLI'S AND SON INC | 100 PRIVILEGE ST | UST-1633 | Gasoline Station | 5 | 1971-07-01 | Permanently Closed | 10000 | Kerosene
WOONSOCKET | MARTINELLI'S AND SON INC | 100 PRIVILEGE ST | UST-1633 | Gasoline Station | 6 | 1971-07-01 | Permanently Closed | 10000 | Heating Oil No.2
WOONSOCKET | MARTINELLI'S AND SON INC | 100 PRIVILEGE ST | UST-1633 | Gasoline Station | 7 | 1971-07-01 | Permanently Closed | 10000 | Heating Oil No.2
WOONSOCKET | MARTINELLI'S AND SON INC | 100 PRIVILEGE ST | UST-1633 | Gasoline Station | 8 | 1971-07-01 | Permanently Closed | 10000 | Heating Oil No.2
WOONSOCKET | MARTINELLI'S AND SON INC | 100 PRIVILEGE ST | UST-1633 | Gasoline Station | 9 | 1971-07-01 | Permanently Closed | 10000 | Heating Oil No.2
WOONSOCKET | MARTINELLI'S AND SON INC | 100 PRIVILEGE ST | UST-1633 | Gasoline Station | 10 | 1971-07-01 | Permanently Closed | 20000 | Heating Oil No.2
WOONSOCKET | MARTINELLI'S AND SON INC | 100 PRIVILEGE ST | UST-1633 | Gasoline Station | 11 | 1998-05-29 | Temporarily Closed | 10000 | Gasoline | Double Walled | 1995-03-28
WOONSOCKET | MARTINELLI'S AND SON INC | 100 PRIVILEGE ST | UST-1633 | Gasoline Station | 12 | 1998-05-29 | Temporarily Closed | 5000 | Gasoline | Double Walled | 1995-03-28
WOONSOCKET | MARTINELLI'S AND SON INC | 100 PRIVILEGE ST | UST-1633 | Gasoline Station | 13 | 1998-05-29 | Temporarily Closed | 5000 | Diesel | Double Walled | 1995-03-28
WOONSOCKET | MCFEE ADMINISTRATION | 108 HIGH ST | UST-2697 | Education - Town | 1 | 1984-10-09 | In Use | 1000 | Heating Oil No.2 | Double Walled
WOONSOCKET | MEE PROPERTY | 253 HARRIS AVE | UST-17231 | Private Residence | 1 | 1984-10-09 | Permanently Closed | 55 | Kerosene
WOONSOCKET | MENARD FORD SALES, INC. | 194 FORTIN DR | UST-494 | Commercials | 1 | 1975-04-01 | Permanently Closed | 4000 | Gasoline
WOONSOCKET | MENARD FORD SALES, INC. | 194 FORTIN DR | UST-494 | Commercials | 2 | 1975-04-01 | Permanently Closed | 2500 | Kerosene
WOONSOCKET | MENARD FORD SALES, INC. | 194 FORTIN DR | UST-494 | Commercials | 3 | 1975-04-01 | Permanently Closed | 750 | Waste Oil
WOONSOCKET | MENARD FORD SALES, INC. | 194 FORTIN DR | UST-494 | Commercials | 4 | 1985-10-01 | Permanently Closed | 2000 | Motor Oil
WOONSOCKET | MENARD FORD SALES, INC. | 194 FORTIN DR | UST-494 | Commercials | 5 | 1985-10-01 | Permanently Closed | 2000 | Waste Oil
WOONSOCKET | MENOCHE FUNERAL HOME | 76 PROVIDENCE ST | UST-18809 | Commercials | 1 | 1984-10-09 | Permanently Closed | 1000 | Unknown
WOONSOCKET | MGS HOLDING CORPORATION | 828 PARK AVE | UST-17135 | Commercials | 1 | 1984-10-09 | Permanently Closed | 6000 | Heating Oil No.4
WOONSOCKET | MILL WOONSOCKET ASSOCIATES | 96 MILL ST | UST-1905 | Industrial | 1 | 1984-10-09 | Permanently Closed | 1000 | Gasoline
WOONSOCKET | MILL WOONSOCKET ASSOCIATES | 96 MILL ST | UST-1905 | Industrial | 2 | 1984-10-09 | Permanently Closed | 15000 | Heating Oil No.4
WOONSOCKET | MOBIL COMPANY | 417 POND ST | UST-15073 | Gasoline Station | 1 | 1984-10-09 | Permanently Closed | 5000 | Diesel
WOONSOCKET | MOUNT ST. CHARLES ACADEMY | 800 LOGEE ST | UST-2196 | Education Private | 1 | 1997-12-24 | Permanently Closed | 15000 | Heating Oil No.6
WOONSOCKET | MOUNT ST. CHARLES ACADEMY | 800 LOGEE ST | UST-2196 | Education Private | 2 | 1945-12-01 | Permanently Closed | 1000 | Heating Oil No.2
WOONSOCKET | MOUNT ST. CHARLES ACADEMY | 800 LOGEE ST | UST-2196 | Education Private | 3 | 1945-12-01 | Permanently Closed | 1000 | Gasoline
WOONSOCKET | MR. ROBERT RICHARDS/MS.IRENE CHEUNG | 134 COURT SQ | UST-1937 | Commercials | 1 | 1984-10-09 | Permanently Closed | 1000 | Waste Oil
WOONSOCKET | MT. SAINT FRANCIS HEALTH CENTER | 4 ST. JOSEPH ST | UST-18181 | Commercials | 1 | 1984-04-25 | Permanently Closed | 500 | Diesel
WOONSOCKET | MTR RACING, INC. | 372 SOCIAL ST | UST-285 | Commercials | 1 | 1984-10-09 | In Use | 500 | Heating Oil No.2
WOONSOCKET | MTR RACING, INC. | 372 SOCIAL ST | UST-285 | Commercials | 2 | 1984-10-09 | Permanently Closed | 1000 | Gasoline
WOONSOCKET | MTR RACING, INC. | 372 SOCIAL ST | UST-285 | Commercials | 3 | 1984-10-09 | Permanently Closed | 1000 | Waste Oil
WOONSOCKET | MULTI-FAMILY BUILDING | 542 EAST SCHOOL ST | UST-19174 | Other | 1 | 1984-10-09 | Permanently Closed | 1000 | Heating Oil No.2
WOONSOCKET | MURPHY'S PETROLEUM | 1023 SOCIAL ST | UST-288 | Gasoline Station | 1 | 1971-03-01 | Permanently Closed | 4000 | Gasoline | Double Walled
WOONSOCKET | MURPHY'S PETROLEUM | 1023 SOCIAL ST | UST-288 | Gasoline Station | 2 | 1990-05-01 | Permanently Closed | 8000 | Gasoline | Double Walled
WOONSOCKET | MURPHY'S PETROLEUM | 1023 SOCIAL ST | UST-288 | Gasoline Station | 3 | 1971-03-01 | Permanently Closed | 4000 | Gasoline
WOONSOCKET | MURPHY'S PETROLEUM | 1023 SOCIAL ST | UST-288 | Gasoline Station | 4 | 1990-05-01 | Permanently Closed | 4000 | Gasoline | Double Walled
WOONSOCKET | MURPHY'S PETROLEUM | 1023 SOCIAL ST | UST-288 | Gasoline Station | 5 | 1971-03-01 | Permanently Closed | 4000 | Gasoline
WOONSOCKET | MURPHY'S PETROLEUM | 1023 SOCIAL ST | UST-288 | Gasoline Station | 6 | 1990-05-01 | Permanently Closed | 4000 | Gasoline | Double Walled
WOONSOCKET | MURPHY'S PETROLEUM | 1023 SOCIAL ST | UST-288 | Gasoline Station | 7 | 1971-03-01 | Permanently Closed | 4000 | Gasoline
WOONSOCKET | MURPHY'S PETROLEUM | 1023 SOCIAL ST | UST-288 | Gasoline Station | 8 | 2000-09-13 | In Use | 12000 | Gasoline | Double Walled | 2021-01-26
WOONSOCKET | MURPHY'S PETROLEUM | 1023 SOCIAL ST | UST-288 | Gasoline Station | 9 | 2000-09-13 | In Use | 6000 | Gasoline | Double Walled | 2021-01-26
WOONSOCKET | NATIONAL CHROMIUM | 185 ALLEN ST | UST-19298 | Industrial | 1 | 1984-10-09 | Permanently Closed | 10000 | Heating Oil No.6
WOONSOCKET | NATIONAL CHROMIUM | 185 ALLEN ST | UST-19298 | Industrial | 2 | 1984-10-09 | Permanently Closed | 5000 | Heating Oil No.6
WOONSOCKET | NATIONAL CHROMIUM | 185 ALLEN ST | UST-19298 | Industrial | 3 | 1984-10-09 | Permanently Closed | 500 | Gasoline
WOONSOCKET | NECG #68005 | 1188 CUMBERLAND HILL RD | UST-492 | Gasoline Station | 1 | 1984-10-09 | Permanently Closed | 4000 | Gasoline
WOONSOCKET | NECG #68005 | 1188 CUMBERLAND HILL RD | UST-492 | Gasoline Station | 2 | 1984-10-09 | Permanently Closed | 6000 | Gasoline
WOONSOCKET | NECG #68005 | 1188 CUMBERLAND HILL RD | UST-492 | Gasoline Station | 3 | 1984-10-09 | Permanently Closed | 3000 | Gasoline
WOONSOCKET | NECG #68005 | 1188 CUMBERLAND HILL RD | UST-492 | Gasoline Station | 4 | 1984-10-09 | Permanently Closed | 3000 | Gasoline
WOONSOCKET | NECG #68005 | 1188 CUMBERLAND HILL RD | UST-492 | Gasoline Station | 5 | 1984-10-09 | Permanently Closed | 2000 | Gasoline
WOONSOCKET | NECG #68005 | 1188 CUMBERLAND HILL RD | UST-492 | Gasoline Station | 6 | 1984-10-09 | Permanently Closed | 550 | Heating Oil No.2
WOONSOCKET | NECG #68005 | 1188 CUMBERLAND HILL RD | UST-492 | Gasoline Station | 7 | 1984-10-09 | Permanently Closed | 275 | Waste Oil
WOONSOCKET | NECG #68005 | 1188 CUMBERLAND HILL RD | UST-492 | Gasoline Station | 8 | 1991-05-01 | Permanently Closed | 6000 | Gasoline | Double Walled
WOONSOCKET | NECG #68005 | 1188 CUMBERLAND HILL RD | UST-492 | Gasoline Station | 9 | 1991-05-01 | Permanently Closed | 6000 | Gasoline | Double Walled
WOONSOCKET | NECG #68005 | 1188 CUMBERLAND HILL RD | UST-492 | Gasoline Station | 10 | 1991-05-01 | Permanently Closed | 6000 | Gasoline | Double Walled
WOONSOCKET | NECG #68005 | 1188 CUMBERLAND HILL RD | UST-492 | Gasoline Station | 11 | 1991-05-01 | Permanently Closed | 6000 | Gasoline | Double Walled
WOONSOCKET | NHD HARDWARE | 719 FRONT ST | UST-16162 | Commercials | 1 | 1984-10-09 | Permanently Closed | 1000 | Heating Oil No.2
WOONSOCKET | NORTH MAIN REALTY, LLC | 565 NORTH MAIN ST | UST-18822 | Commercials | 1 | 1984-10-09 | Permanently Closed | 5000 | Unknown
WOONSOCKET | NORTHSTAR PROCESSING | 784 RIVER ST | UST-18061 | Industrial | 1 | 1984-10-09 | Permanently Closed | 5000 | Heating Oil No.4
WOONSOCKET | OCEAN STATE FINISHING COMPANY(OOB) | 413 MANVILLE RD | UST-419 | Industrial | 1 | 1968-04-01 | Permanently Closed | 25000 | Heating Oil No.6
WOONSOCKET | OCEAN STATE FINISHING COMPANY(OOB) | 413 MANVILLE RD | UST-419 | Industrial | 2 | 1984-10-09 | Permanently Closed | 2000 | Gasoline
WOONSOCKET | OFF SHOOTS/OFF LIMITS | 685 SOCIAL ST | UST-19100 | Commercials | 1 | 1984-10-09 | Permanently Closed | 6000 | Heating Oil No.4
WOONSOCKET | OFF SHOOTS/OFF LIMITS | 685 SOCIAL ST | UST-19100 | Commercials | 2 | 1984-10-09 | Permanently Closed | 10000 | Heating Oil No.4
WOONSOCKET | OLLIE'S PIZZA (FORMER B & G ASSOCIATES) | 202 SOUTH MAIN ST | UST-408 | Commercials | 1 | 1984-10-09 | Permanently Closed | 8000 | Heating Oil No.2
WOONSOCKET | OLLIE'S PIZZA (FORMER B & G ASSOCIATES) | 202 SOUTH MAIN ST | UST-408 | Commercials | 2 | 1984-10-09 | Permanently Closed | 8000 | Heating Oil No.2
WOONSOCKET | OLLIE'S PIZZA (FORMER B & G ASSOCIATES) | 202 SOUTH MAIN ST | UST-408 | Commercials | 3 | 1984-10-09 | Permanently Closed | 8000 | Heating Oil No.2
WOONSOCKET | OLLIE'S PIZZA (FORMER B & G ASSOCIATES) | 202 SOUTH MAIN ST | UST-408 | Commercials | 4 | 1984-10-09 | Permanently Closed | 1500 | Gasoline
WOONSOCKET | OLLIE'S PIZZA (FORMER B & G ASSOCIATES) | 202 SOUTH MAIN ST | UST-408 | Commercials | 5 | 1984-10-09 | Permanently Closed | 1500 | Gasoline
WOONSOCKET | OPTIMA-WAL-MART #0711-8144 | 1909 DIAMOND HILL RD | UST-18935 | Commercials | 1 | 2002-12-11 | Permanently Closed | 15000 | Gasoline | Double Walled
WOONSOCKET | OPTIMA-WAL-MART #0711-8144 | 1909 DIAMOND HILL RD | UST-18935 | Commercials | 2 | 2002-12-11 | Permanently Closed | 6000 | Gasoline | Double Walled
WOONSOCKET | OPTIMA-WAL-MART #0711-8144 | 1909 DIAMOND HILL RD | UST-18935 | Commercials | 3 | 2002-12-11 | Permanently Closed | 9000 | Gasoline | Double Walled
WOONSOCKET | OUR LADY OF VICTORIES SCHOOL | 170 SPRING ST | UST-2044 | Commercials | 1 | 1946-05-01 | In Use | 1000 | Heating Oil No.2
WOONSOCKET | OUR LADY OF VICTORIES SCHOOL | 170 SPRING ST | UST-2044 | Commercials | 2 | 1961-05-01 | In Use | 10000 | Heating Oil No.2
WOONSOCKET | OUR LADY, QUEEN OF MARTYRS CHURCH | 1409 PARK AVE | UST-990 | Other | 1 | 1960-04-01 | Permanently Closed | 4000 | Heating Oil No.2
WOONSOCKET | OUR LADY, QUEEN OF MARTYRS CHURCH | 1409 PARK AVE | UST-990 | Other | 2 | 1954-04-01 | Permanently Closed | 1000 | Heating Oil No.2
WOONSOCKET | OUR LADY, QUEEN OF MARTYRS CHURCH | 1409 PARK AVE | UST-990 | Other | 3 | 1956-04-01 | Permanently Closed | 1000 | Heating Oil No.2
WOONSOCKET | OUR SAVIOUR'S CHURCH | 500 SMITHFIELD RD | UST-3194 | Other | 1 | 1964-05-01 | Permanently Closed | 1000 | Heating Oil No.2
WOONSOCKET | OUR SAVIOUR'S CHURCH | 500 SMITHFIELD RD | UST-3194 | Other | 2 | 1964-06-01 | Permanently Closed | 5000 | Heating Oil No.2
WOONSOCKET | P & B ASSOCIATES PROPERTY | 193 RAILROAD ST | UST-19197 | Commercials | 1 | 1984-10-09 | Permanently Closed | 500 | Heating Oil No.2
WOONSOCKET | P M RECYCLING | 24 EAST MILL ST | UST-4040 | Commercials | 1 | 1984-10-09 | Permanently Closed | 2000 | Heating Oil No.2
WOONSOCKET | P&E SERVICE STATION | 471 ARNOLD ST | UST-2091 | Gasoline Station | 1 | 1984-10-09 | Permanently Closed | 2000 | Gasoline
WOONSOCKET | P&E SERVICE STATION | 471 ARNOLD ST | UST-2091 | Gasoline Station | 2 | 1984-10-09 | Permanently Closed | 3000 | Gasoline
WOONSOCKET | P&E SERVICE STATION | 471 ARNOLD ST | UST-2091 | Gasoline Station | 3 | 1984-10-09 | Permanently Closed | 3000 | Gasoline
WOONSOCKET | P&E SERVICE STATION | 471 ARNOLD ST | UST-2091 | Gasoline Station | 4 | 1984-10-09 | Permanently Closed | 4000 | Gasoline
WOONSOCKET | P&E SERVICE STATION | 471 ARNOLD ST | UST-2091 | Gasoline Station | 5 | 1984-10-09 | Permanently Closed | 3000 | Gasoline
WOONSOCKET | P&E SERVICE STATION | 471 ARNOLD ST | UST-2091 | Gasoline Station | 6 | 1984-10-09 | Permanently Closed | 500 | Waste Oil
WOONSOCKET | PAPINEAU'S SERVICE STATION, INC. | 293 SOUTH MAIN ST | UST-1629 | Gasoline Station | 1 | 1984-04-01 | Permanently Closed | 10000 | Gasoline
WOONSOCKET | PAPINEAU'S SERVICE STATION, INC. | 293 SOUTH MAIN ST | UST-1629 | Gasoline Station | 2 | 1970-04-01 | Permanently Closed | 4000 | Gasoline
WOONSOCKET | PAPINEAU'S SERVICE STATION, INC. | 293 SOUTH MAIN ST | UST-1629 | Gasoline Station | 3 | 1970-04-01 | Permanently Closed | 3000 | Gasoline
WOONSOCKET | PARKVIEW MANOR | 218 POND ST | UST-16058 | Commercials | 1 | 1984-10-09 | Permanently Closed | 500 | Gasoline
WOONSOCKET | PARKVIEW MANOR | 218 POND ST | UST-16058 | Commercials | 2 | 1984-10-09 | Permanently Closed | 7500 | Heating Oil No.2
WOONSOCKET | PARKVIEW MANOR | 218 POND ST | UST-16058 | Commercials | 3 | 1984-10-09 | Permanently Closed | 7500 | Heating Oil No.2
WOONSOCKET | PATRICIA A. DEFELICE | 603 HARRIS AVE | UST-3409 | Private Residence | 1 | 1984-10-09 | In Use | 2500 | Heating Oil No.2
WOONSOCKET | PAUL MASSE PONTIAC CADILLAC | 55 FORTIN DR | UST-423 | Commercials | 1 | 1974-04-01 | Permanently Closed | 4000 | Gasoline
WOONSOCKET | PAUL MASSE PONTIAC CADILLAC | 55 FORTIN DR | UST-423 | Commercials | 2 | 1974-04-01 | Permanently Closed | 1000 | Motor Oil
WOONSOCKET | PAUL MASSE PONTIAC CADILLAC | 55 FORTIN DR | UST-423 | Commercials | 3 | 1974-04-01 | Permanently Closed | 1000 | Waste Oil
WOONSOCKET | PENGUIN ENTERPRISES | 581 NORTH MAIN ST | UST-4607 | Commercials | 1 | 1984-10-09 | Permanently Closed | 2000 | Heating Oil No.2
WOONSOCKET | PLAZA VILLAGE APARTMENTS | 180 VILLAGE RD | UST-1562 | Commercials | 1 | 1976-01-01 | Permanently Closed | 2000 | Heating Oil No.2
WOONSOCKET | PLAZA VILLAGE APARTMENTS | 180 VILLAGE RD | UST-1562 | Commercials | 2 | 1976-01-01 | Permanently Closed | 4000 | Heating Oil No.2
WOONSOCKET | PLAZA VILLAGE APARTMENTS | 180 VILLAGE RD | UST-1562 | Commercials | 3 | 1976-01-01 | Permanently Closed | 2000 | Heating Oil No.2
WOONSOCKET | PLAZA VILLAGE APARTMENTS | 180 VILLAGE RD | UST-1562 | Commercials | 4 | 1976-01-01 | Permanently Closed | 2000 | Heating Oil No.2
WOONSOCKET | PLAZA VILLAGE APARTMENTS | 180 VILLAGE RD | UST-1562 | Commercials | 5 | 1976-01-01 | Permanently Closed | 2000 | Heating Oil No.2
WOONSOCKET | PLAZA VILLAGE APARTMENTS | 180 VILLAGE RD | UST-1562 | Commercials | 6 | 1976-01-01 | Permanently Closed | 2000 | Heating Oil No.2
WOONSOCKET | PLAZA VILLAGE APARTMENTS | 180 VILLAGE RD | UST-1562 | Commercials | 7 | 1976-01-01 | Permanently Closed | 2000 | Heating Oil No.2
WOONSOCKET | PLAZA VILLAGE APARTMENTS | 180 VILLAGE RD | UST-1562 | Commercials | 8 | 1976-01-01 | Permanently Closed | 4000 | Heating Oil No.2
WOONSOCKET | PLAZA VILLAGE APARTMENTS | 180 VILLAGE RD | UST-1562 | Commercials | 9 | 1976-01-01 | Permanently Closed | 4000 | Heating Oil No.2
WOONSOCKET | PLAZA VILLAGE APARTMENTS | 180 VILLAGE RD | UST-1562 | Commercials | 10 | 1976-01-01 | Permanently Closed | 4000 | Heating Oil No.2
WOONSOCKET | POTHIER SCHOOL | 1044 SOCIAL ST | UST-2698 | Education - Town | 1 | 1984-10-09 | Permanently Closed | 2000 | Heating Oil No.2 | Double Walled
WOONSOCKET | PRECIOUS BLOOD CHURCH | 94 CARRINGTON AVE | UST-2071 | Other | 1 | 1984-10-09 | Permanently Closed | 2000 | Heating Oil No.2
WOONSOCKET | PRECIOUS BLOOD CHURCH | 94 CARRINGTON AVE | UST-2071 | Other | 2 | 1984-10-09 | Permanently Closed | 550 | Heating Oil No.2
WOONSOCKET | R.A. BERGESSON & SON, INC. | 41 BAXTER ST | UST-15161 | Industrial | 1 | 1984-10-09 | Permanently Closed | 1000 | Heating Oil No.2
WOONSOCKET | R.A. BERGESSON & SON, INC. | 41 BAXTER ST | UST-15161 | Industrial | 2 | 1984-10-09 | Permanently Closed | 2000 | Gasoline
WOONSOCKET | R.A. BERGESSON & SON, INC. | 41 BAXTER ST | UST-15161 | Industrial | 3 | 1984-10-09 | Permanently Closed | 3000 | Heating Oil No.2
WOONSOCKET | RALPH ROWEY | 40 CAPWELL AVE | UST-258 | Commercials | 1 | 1975-03-01 | Permanently Closed | 800 | Heating Oil No.2
WOONSOCKET | RALPH ROWEY | 40 CAPWELL AVE | UST-258 | Commercials | 2 | 1975-03-01 | Permanently Closed | 1000 | Gasoline
WOONSOCKET | RENT PROP LLC PROPERTY | 330 SOCIAL ST | UST-4241 | Commercials | 1 | 1984-10-09 | Permanently Closed | 2000 | Heating Oil No.2
WOONSOCKET | RESIDENTIAL PROPERTY | 95 HUNTINGTON AVE | UST-4418 | Private Residence | 1 | 1984-10-09 | Permanently Closed | 5000 | Heating Oil No.2
WOONSOCKET | RHODE ISLAND MILL | 150 HAMLET AVE | UST-16097 | Industrial | 1 | 1984-10-09 | Permanently Closed | 12000 | Heating Oil No.6
WOONSOCKET | RHODE ISLAND MILL | 150 HAMLET AVE | UST-16097 | Industrial | 2 | 1984-10-09 | Permanently Closed | 12000 | Heating Oil No.6
WOONSOCKET | RHODE ISLAND MILL | 150 HAMLET AVE | UST-16097 | Industrial | 3 | 1984-10-09 | Permanently Closed | 550 | Gasoline
WOONSOCKET | RI ARMY NAT'L GUARD-SHOP #1A (OMS 1A) | AVENUE A | UST-1465 | State Government | 1 | 1952-09-01 | Permanently Closed | 1000 | Gasoline
WOONSOCKET | RI ARMY NAT'L GUARD-SHOP #1A (OMS 1A) | AVENUE A | UST-1465 | State Government | 2 | 1959-09-01 | Permanently Closed | 1000 | Heating Oil No.2
WOONSOCKET | RI ARMY NAT'L GUARD-SHOP #1A (OMS 1A) | AVENUE A | UST-1465 | State Government | 3 | 1970-09-01 | Permanently Closed | 3000 | Diesel
WOONSOCKET | RI ARMY NAT'L GUARD-SHOP #1A (OMS 1A) | AVENUE A | UST-1465 | State Government | 4 | 1974-09-01 | Permanently Closed | 1000 | Heating Oil No.2
WOONSOCKET | RICHARD AND BOUCHER/FORMERLY REIL'S AUTO | 342 PARK AVE | UST-1621 | Commercials | 1 | 1956-05-01 | Permanently Closed | 2000 | Gasoline
WOONSOCKET | RICHARD AND BOUCHER/FORMERLY REIL'S AUTO | 342 PARK AVE | UST-1621 | Commercials | 2 | 1956-05-01 | Permanently Closed | 2000 | Gasoline
WOONSOCKET | RICHARD AND BOUCHER/FORMERLY REIL'S AUTO | 342 PARK AVE | UST-1621 | Commercials | 3 | 1956-05-01 | Permanently Closed | 3000 | Gasoline
WOONSOCKET | RICHARD AND BOUCHER/FORMERLY REIL'S AUTO | 342 PARK AVE | UST-1621 | Commercials | 4 | 1984-10-09 | Permanently Closed | 1000 | Heating Oil No.2
WOONSOCKET | RICHARD AND BOUCHER/FORMERLY REIL'S AUTO | 342 PARK AVE | UST-1621 | Commercials | 5 | 1984-10-09 | Permanently Closed | 1000 | Gasoline
WOONSOCKET | RICHARD AND BOUCHER/FORMERLY REIL'S AUTO | 342 PARK AVE | UST-1621 | Commercials | 6 | 1984-10-09 | Permanently Closed | 1000 | Heating Oil No.2
WOONSOCKET | RICHARD R. ACKERMAN | CORNER CLINTON & SOCIAL ST | UST-15310 | Other | 1 | 1984-10-09 | Permanently Closed | 3000 | Diesel
WOONSOCKET | RICK'S CAR WASH | 621 POND ST | UST-337 | Commercials | 1 | 1968-03-01 | Permanently Closed | 10000 | Gasoline
WOONSOCKET | RICK'S CAR WASH | 621 POND ST | UST-337 | Commercials | 2 | 1968-03-01 | Permanently Closed | 10000 | Gasoline
WOONSOCKET | RICK'S CAR WASH | 621 POND ST | UST-337 | Commercials | 3 | 1968-03-01 | Permanently Closed | 10000 | Gasoline
WOONSOCKET | RICK'S CAR WASH | 621 POND ST | UST-337 | Commercials | 4 | 1975-03-01 | Permanently Closed | 6000 | Diesel
WOONSOCKET | RICK'S CAR WASH | 621 POND ST | UST-337 | Commercials | 5 | 1968-03-01 | Permanently Closed | 3000 | Heating Oil No.2
WOONSOCKET | RICK'S CAR WASH | 1666 DIAMOND HILL RD | UST-335 | Commercials | 1 | 1984-10-09 | Permanently Closed | 5000 | Gasoline
WOONSOCKET | RICK'S CAR WASH | 1666 DIAMOND HILL RD | UST-335 | Commercials | 2 | 1984-10-09 | Permanently Closed | 6000 | Gasoline
WOONSOCKET | RICK'S CAR WASH | 1666 DIAMOND HILL RD | UST-335 | Commercials | 3 | 1984-10-09 | Permanently Closed | 10000 | Gasoline
WOONSOCKET | RICK'S CAR WASH | 1666 DIAMOND HILL RD | UST-335 | Commercials | 4 | 1984-10-09 | Permanently Closed | 6000 | Diesel
WOONSOCKET | RICK'S SUNOCO #0005-9733 | 336 CUMBERLAND ST | UST-638 | Gasoline Station | 1 | 1959-11-01 | Permanently Closed | 4000 | Gasoline
WOONSOCKET | RICK'S SUNOCO #0005-9733 | 336 CUMBERLAND ST | UST-638 | Gasoline Station | 2 | 1959-11-01 | Permanently Closed | 4000 | Gasoline
WOONSOCKET | RICK'S SUNOCO #0005-9733 | 336 CUMBERLAND ST | UST-638 | Gasoline Station | 3 | 1959-11-01 | Permanently Closed | 4000 | Gasoline
WOONSOCKET | RICK'S SUNOCO #0005-9733 | 336 CUMBERLAND ST | UST-638 | Gasoline Station | 4 | 1968-11-01 | Permanently Closed | 6000 | Gasoline
WOONSOCKET | RICK'S SUNOCO #0005-9733 | 336 CUMBERLAND ST | UST-638 | Gasoline Station | 5 | 1959-11-01 | Permanently Closed | 1000 | Waste Oil
WOONSOCKET | RICK'S SUNOCO #0005-9733 | 336 CUMBERLAND ST | UST-638 | Gasoline Station | 6 | 1959-11-01 | Permanently Closed | 275 | Heating Oil No.2
WOONSOCKET | RICK'S SUNOCO #0005-9733 | 336 CUMBERLAND ST | UST-638 | Gasoline Station | 7 | 1984-10-09 | Permanently Closed | 275 | Waste Oil
WOONSOCKET | RICK'S SUNOCO #0005-9733 | 336 CUMBERLAND ST | UST-638 | Gasoline Station | 8 | 1995-05-01 | Permanently Closed | 15000 | Gasoline | Double Walled
WOONSOCKET | RICK'S SUNOCO #0005-9733 | 336 CUMBERLAND ST | UST-638 | Gasoline Station | 9 | 1995-05-01 | Permanently Closed | 15000 | Gasoline | Double Walled
WOONSOCKET | RIVERSIDE INDUSTRIES, INC. | SHORR CT | UST-246 | Industrial | 1 | 1984-10-09 | Permanently Closed | 10000 | Heating Oil No.2
WOONSOCKET | RIVERSIDE SUBSTATION | FLORENCE DR | UST-15125 | Commercials | 1 | 1984-10-09 | Permanently Closed | 5000 | Unknown
WOONSOCKET | RIVERZEDGE ARTS PROJECT INC | 196 SECOND AVE | UST-2699 | Education - Town | 1 | 1938-08-01 | In Use | 1000 | Heating Oil No.2 | Double Walled
WOONSOCKET | RJ REALTY | 240 SOCIAL ST | UST-18603 | Commercials | 1 | 1984-10-09 | Permanently Closed | 6000 | Gasoline
WOONSOCKET | ROBERT FILTEAU | 130 ELDER BALLOU MTG. HOUSE RD | UST-16734 | Private Residence | 1 | 1984-10-09 | Permanently Closed | 2000 | Heating Oil No.2
WOONSOCKET | ROBERTSHAW CONTROLS COMPANY | 245 RAILROAD ST | UST-1606 | Commercials | 1 | 1984-10-09 | Permanently Closed | 2000 | Heating Oil No.2
WOONSOCKET | ROBERTSHAW CONTROLS COMPANY | 245 RAILROAD ST | UST-1606 | Commercials | 2 | 1984-10-09 | Permanently Closed | 450 | Unknown
WOONSOCKET | ROBERTSHAW CONTROLS COMPANY | 245 RAILROAD ST | UST-1606 | Commercials | 3 | 1984-10-09 | Permanently Closed | 2000 | Unknown
WOONSOCKET | ROBERTSHAW CONTROLS COMPANY | 245 RAILROAD ST | UST-1606 | Commercials | 4 | 1984-10-09 | Permanently Closed | 550 | Unknown
WOONSOCKET | ROCK RIDGE APARTMENTS | 271A ROCK RIDGE DR | UST-2331 | Commercials | 1 | 1973-07-01 | Permanently Closed | 2000 | Heating Oil No.2
WOONSOCKET | ROCK RIDGE APARTMENTS | 271A ROCK RIDGE DR | UST-2331 | Commercials | 2 | 1973-07-01 | Permanently Closed | 2000 | Heating Oil No.2
WOONSOCKET | ROCK RIDGE APARTMENTS | 271A ROCK RIDGE DR | UST-2331 | Commercials | 3 | 1973-07-01 | Permanently Closed | 3000 | Heating Oil No.2
WOONSOCKET | ROCK RIDGE APARTMENTS | 271A ROCK RIDGE DR | UST-2331 | Commercials | 4 | 1973-07-01 | Permanently Closed | 2000 | Heating Oil No.2
WOONSOCKET | ROCK RIDGE APARTMENTS | 271A ROCK RIDGE DR | UST-2331 | Commercials | 5 | 1973-07-01 | Permanently Closed | 4000 | Heating Oil No.2
WOONSOCKET | ROCK RIDGE APARTMENTS | 271A ROCK RIDGE DR | UST-2331 | Commercials | 6 | 1973-07-01 | Permanently Closed | 4000 | Heating Oil No.2
WOONSOCKET | ROCK RIDGE APARTMENTS | 271A ROCK RIDGE DR | UST-2331 | Commercials | 7 | 1973-07-01 | Permanently Closed | 6000 | Heating Oil No.2
WOONSOCKET | ROCK RIDGE APARTMENTS | 271A ROCK RIDGE DR | UST-2331 | Commercials | 8 | 1973-07-01 | Permanently Closed | 4000 | Heating Oil No.2
WOONSOCKET | ROCK RIDGE APARTMENTS | 271A ROCK RIDGE DR | UST-2331 | Commercials | 9 | 1973-07-01 | Permanently Closed | 4000 | Heating Oil No.2
WOONSOCKET | ROCK RIDGE APARTMENTS | 271A ROCK RIDGE DR | UST-2331 | Commercials | 10 | 1973-07-01 | Permanently Closed | 4000 | Heating Oil No.2
WOONSOCKET | ROCK RIDGE APARTMENTS | 271A ROCK RIDGE DR | UST-2331 | Commercials | 11 | 1973-07-01 | Permanently Closed | 4000 | Heating Oil No.2
WOONSOCKET | ROCK RIDGE APARTMENTS | 271A ROCK RIDGE DR | UST-2331 | Commercials | 12 | 1973-07-01 | Permanently Closed | 8000 | Heating Oil No.2
WOONSOCKET | ROCK RIDGE APARTMENTS | 271A ROCK RIDGE DR | UST-2331 | Commercials | 13 | 1973-07-01 | Permanently Closed | 6000 | Heating Oil No.2
WOONSOCKET | ROGER'S FLOWER SHOP, INC. | 176 GREENE ST | UST-18972 | Commercials | 1 | 1984-10-09 | Permanently Closed | 1000 | Heating Oil No.2
WOONSOCKET | ROLAND DESAULNIER | 31 VERDUN ST | UST-16945 | Private Residence | 1 | 1984-10-09 | Permanently Closed | 2000 | Heating Oil No.2
WOONSOCKET | ROSEMONT HOLDINGS, LLC | 540 DULUDE AVE | UST-4104 | Commercials | 1 | 1984-10-09 | Permanently Closed | 500 | Heating Oil No.2
WOONSOCKET | ROSEMONT HOLDINGS, LLC | 540 DULUDE AVE | UST-4104 | Commercials | 2 | 1984-10-09 | Permanently Closed | 1000 | Heating Oil No.2
WOONSOCKET | ROSEMONT HOLDINGS, LLC | 540 DULUDE AVE | UST-4104 | Commercials | 3 | 1984-10-09 | Permanently Closed | 500 | Heating Oil No.2
WOONSOCKET | RSW PROPERTIES, LLC | 115 RICARD ST | UST-3640 | Commercials | 1 | 1952-12-01 | Permanently Closed | 5000 | Heating Oil No.6
WOONSOCKET | RSW PROPERTIES, LLC | 115 RICARD ST | UST-3640 | Commercials | 2 | 1984-10-09 | Permanently Closed | 500 | Heating Oil No.2
WOONSOCKET | SACRED HEART CHURCH | 415 OLO ST | UST-1990 | Other | 1 | 1946-05-01 | Permanently Closed | 1000 | Heating Oil No.2
WOONSOCKET | SAINT FRANCIS HOUSE | 167 BLACKSTONE ST | UST-412 | Commercials | 1 | 1984-10-09 | Permanently Closed | 2000 | Heating Oil No.2
WOONSOCKET | SAINT FRANCIS HOUSE | 167 BLACKSTONE ST | UST-412 | Commercials | 2 | 1984-10-09 | Permanently Closed | 500 | Heating Oil No.2
WOONSOCKET | SAM MAN REALTY | 94 HIGH ST | UST-18009 | Commercials | 1 | 1984-10-09 | Permanently Closed | 1000 | Gasoline
WOONSOCKET | SAM MAN REALTY | 94 HIGH ST | UST-18009 | Commercials | 2 | 1984-10-09 | Permanently Closed | 1000 | Gasoline
WOONSOCKET | SAM'S WOONSOCKET | 805 PARK AVE | UST-587 | Gasoline Station | 1 | 1972-04-01 | Permanently Closed | 8000 | Gasoline
WOONSOCKET | SAM'S WOONSOCKET | 805 PARK AVE | UST-587 | Gasoline Station | 2 | 1972-04-01 | Permanently Closed | 6000 | Gasoline | Single Walled
WOONSOCKET | SAM'S WOONSOCKET | 805 PARK AVE | UST-587 | Gasoline Station | 3 | 1972-04-01 | Permanently Closed | 6000 | Gasoline | Single Walled
WOONSOCKET | SAM'S WOONSOCKET | 805 PARK AVE | UST-587 | Gasoline Station | 4 | 2004-06-24 | In Use | 10000 | Gasoline | Double Walled | 2023-04-21
WOONSOCKET | SAM'S WOONSOCKET | 805 PARK AVE | UST-587 | Gasoline Station | 5 | 2004-06-24 | In Use | 10000 | Gasoline | Double Walled | 2023-04-21
WOONSOCKET | SAMUEL J. MEDEFF, ESTATE OF | 304 PROSPECT ST | UST-17074 | Private Residence | 1 | 1984-10-09 | Permanently Closed | 2500 | Heating Oil No.2
WOONSOCKET | SANDY'S TOWING & REPAIRING INC. | 633 WINTER ST | UST-826 | Commercials | 1 | 1950-04-01 | Permanently Closed | 3000 | Gasoline
WOONSOCKET | SANDY'S TOWING & REPAIRING INC. | 633 WINTER ST | UST-826 | Commercials | 2 | 1950-04-01 | Permanently Closed | 300 | Waste Oil
WOONSOCKET | SANDY'S TOWING & REPAIRING INC. | 633 WINTER ST | UST-826 | Commercials | 3 | 1950-04-01 | Permanently Closed | 3000 | Gasoline
WOONSOCKET | SANDY'S TOWING & REPAIRING INC. | 633 WINTER ST | UST-826 | Commercials | 4 | 1950-04-01 | Permanently Closed | 3000 | Gasoline
WOONSOCKET | SANDY'S TOWING & REPAIRING INC. | 633 WINTER ST | UST-826 | Commercials | 5 | 1950-04-01 | Permanently Closed | 3000 | Gasoline
WOONSOCKET | SANDY'S TOWING & REPAIRING INC. | 633 WINTER ST | UST-826 | Commercials | 6 | 1984-10-09 | Permanently Closed | 500 | Heating Oil No.2
WOONSOCKET | SEARS ROEBUCK & COMPANY | 1500 DIAMOND HILL RD | UST-2333 | Commercials | 1 | 1958-07-01 | Permanently Closed | 3000 | Heating Oil No.2
WOONSOCKET | SEARS ROEBUCK & COMPANY | 1500 DIAMOND HILL RD | UST-2333 | Commercials | 2 | 1958-07-01 | Permanently Closed | 2000 | Heating Oil No.2
WOONSOCKET | SEARS ROEBUCK & COMPANY | 1500 DIAMOND HILL RD | UST-2333 | Commercials | 3 | 1958-07-01 | Permanently Closed | 2000 | Heating Oil No.2
WOONSOCKET | SEARS ROEBUCK & COMPANY | 1500 DIAMOND HILL RD | UST-2333 | Commercials | 4 | 1958-07-01 | Permanently Closed | 550 | Heating Oil No.2
WOONSOCKET | SHEAHAN PRINTING CORPORATION | 1 FRONT ST | UST-836 | Commercials | 1 | 1984-10-09 | Permanently Closed | 1500 | Heating Oil No.2 | Double Walled
WOONSOCKET | SHELL - COLBEA #37 | 1325 DIAMOND HILL RD | UST-818 | Gasoline Station | 1 | 1982-04-01 | Permanently Closed | 10000 | Gasoline | Single Walled
WOONSOCKET | SHELL - COLBEA #37 | 1325 DIAMOND HILL RD | UST-818 | Gasoline Station | 2 | 1982-04-01 | Permanently Closed | 10000 | Gasoline | Single Walled
WOONSOCKET | SHELL - COLBEA #37 | 1325 DIAMOND HILL RD | UST-818 | Gasoline Station | 3 | 1982-04-01 | Permanently Closed | 10000 | Gasoline | Single Walled
WOONSOCKET | SHELL - COLBEA #37 | 1325 DIAMOND HILL RD | UST-818 | Gasoline Station | 4 | 1982-02-01 | Permanently Closed | 550 | Waste Oil
WOONSOCKET | SHELL - COLBEA #37 | 1325 DIAMOND HILL RD | UST-818 | Gasoline Station | 5 | 1982-02-01 | Permanently Closed | 550 | Heating Oil No.2
WOONSOCKET | SHELL - COLBEA #37 | 1325 DIAMOND HILL RD | UST-818 | Gasoline Station | 6 | 2002-11-12 | In Use | 15000 | Gasoline | Double Walled | 2002-11-15
WOONSOCKET | SHELL - COLBEA #37 | 1325 DIAMOND HILL RD | UST-818 | Gasoline Station | 7 | 2002-11-12 | In Use | 10000 | Gasoline | Double Walled | 2002-11-15
WOONSOCKET | SHELL - COLBEA #37 | 1325 DIAMOND HILL RD | UST-818 | Gasoline Station | 8 | 2002-11-12 | In Use | 8000 | Diesel | Double Walled | 2002-11-15
WOONSOCKET | SHELL CAR WASH CENTER | 450 SOCIAL ST | UST-344 | Gasoline Station | 1 | 1967-05-01 | Permanently Closed | 10000 | Gasoline
WOONSOCKET | SHELL CAR WASH CENTER | 450 SOCIAL ST | UST-344 | Gasoline Station | 2 | 1987-09-01 | Permanently Closed | 12000 | Gasoline | Single Walled
WOONSOCKET | SHELL CAR WASH CENTER | 450 SOCIAL ST | UST-344 | Gasoline Station | 3 | 1967-05-01 | Permanently Closed | 10000 | Gasoline
WOONSOCKET | SHELL CAR WASH CENTER | 450 SOCIAL ST | UST-344 | Gasoline Station | 4 | 1987-09-01 | Permanently Closed | 12000 | Gasoline | Single Walled
WOONSOCKET | SHELL CAR WASH CENTER | 450 SOCIAL ST | UST-344 | Gasoline Station | 5 | 1967-05-01 | Permanently Closed | 8000 | Gasoline
WOONSOCKET | SHELL CAR WASH CENTER | 450 SOCIAL ST | UST-344 | Gasoline Station | 6 | 1987-09-01 | Permanently Closed | 12000 | Gasoline | Single Walled
WOONSOCKET | SHELL CAR WASH CENTER | 450 SOCIAL ST | UST-344 | Gasoline Station | 7 | 1973-05-01 | Permanently Closed | 5000 | Diesel
WOONSOCKET | SHELL CAR WASH CENTER | 450 SOCIAL ST | UST-344 | Gasoline Station | 8 | 1973-05-01 | Permanently Closed | 5000 | Diesel
WOONSOCKET | SIMON CHEVROLET BUICK, LTD. | 114 FORTIN DR | UST-161 | Commercials | 1 | 1974-03-01 | Permanently Closed | 4000 | Gasoline
WOONSOCKET | SIMON CHEVROLET BUICK, LTD. | 114 FORTIN DR | UST-161 | Commercials | 2 | 1974-03-01 | Permanently Closed | 1000 | Waste Oil
WOONSOCKET | SIMON CHEVROLET BUICK, LTD. | 114 FORTIN DR | UST-161 | Commercials | 3 | 1984-10-09 | Permanently Closed | 1000 | Motor Oil
WOONSOCKET | SLOWICK BROS. | 23 ELBOW ST | UST-18837 | Commercials | 1 | 1984-10-09 | Permanently Closed | 1250 | Waste Oil
WOONSOCKET | SMITHFIELD CHYRSLER-JEEP | 1041 EDDIE DOWLING HWY | UST-2725 | Commercials | 1 | 1984-10-09 | Permanently Closed | 1100 | Heating Oil No.2
WOONSOCKET | SOCIAL STREET SCHOOL | 706 SOCIAL ST | UST-2700 | Education - Town | 1 | 1986-04-01 | Permanently Closed | 2000 | Heating Oil No.2
WOONSOCKET | SOCIAL STREET SCHOOL | 706 SOCIAL ST | UST-2700 | Education - Town | 2 | 1984-10-09 | Permanently Closed | 3000 | Heating Oil No.4
WOONSOCKET | SOCIAL STREET SHELL | 1030 SOCIAL ST | UST-1634 | Gasoline Station | 1 | 1961-07-01 | Permanently Closed | 3000 | Gasoline
WOONSOCKET | SOCIAL STREET SHELL | 1030 SOCIAL ST | UST-1634 | Gasoline Station | 2 | 1988-06-29 | Permanently Closed | 10000 | Gasoline | Single Walled
WOONSOCKET | SOCIAL STREET SHELL | 1030 SOCIAL ST | UST-1634 | Gasoline Station | 3 | 1961-07-01 | Permanently Closed | 3000 | Gasoline
WOONSOCKET | SOCIAL STREET SHELL | 1030 SOCIAL ST | UST-1634 | Gasoline Station | 4 | 1988-06-29 | Permanently Closed | 10000 | Gasoline | Single Walled
WOONSOCKET | SOCIAL STREET SHELL | 1030 SOCIAL ST | UST-1634 | Gasoline Station | 5 | 1966-07-01 | Permanently Closed | 4000 | Gasoline
WOONSOCKET | SOCIAL STREET SHELL | 1030 SOCIAL ST | UST-1634 | Gasoline Station | 6 | 1988-06-30 | Permanently Closed | 6000 | Gasoline | Single Walled
WOONSOCKET | SOCIAL STREET SHELL | 1030 SOCIAL ST | UST-1634 | Gasoline Station | 7 | 1966-07-01 | Permanently Closed | 4000 | Gasoline
WOONSOCKET | SOCIAL STREET SHELL | 1030 SOCIAL ST | UST-1634 | Gasoline Station | 8 | 1961-07-01 | Permanently Closed | 550 | Waste Oil
WOONSOCKET | SOCIAL STREET SHELL | 1030 SOCIAL ST | UST-1634 | Gasoline Station | 9 | 1984-10-09 | Permanently Closed | 550 | Heating Oil No.2
WOONSOCKET | SOCIAL STREET SHELL | 1030 SOCIAL ST | UST-1634 | Gasoline Station | 10 | 1988-05-01 | Permanently Closed | 550 | Heating Oil No.2
WOONSOCKET | SOCIAL STREET SHELL | 1030 SOCIAL ST | UST-1634 | Gasoline Station | 11 | 2016-08-22 | In Use | 7000 | Gasoline | Double Walled | 2008-04-24
WOONSOCKET | SOCIAL STREET SHELL | 1030 SOCIAL ST | UST-1634 | Gasoline Station | 12 | 2016-08-22 | In Use | 5000 | Gasoline | Double Walled | 2008-04-24
WOONSOCKET | SPEEDWAY #2835 | 300 SOCIAL ST | UST-941 | Gasoline Station | 1 | 1976-11-01 | Permanently Closed | 8000 | Gasoline
WOONSOCKET | SPEEDWAY #2835 | 300 SOCIAL ST | UST-941 | Gasoline Station | 2 | 1976-11-01 | Permanently Closed | 8000 | Kerosene
WOONSOCKET | SPEEDWAY #2835 | 300 SOCIAL ST | UST-941 | Gasoline Station | 3 | 1976-11-01 | Permanently Closed | 6000 | Gasoline
WOONSOCKET | SPEEDWAY #2835 | 300 SOCIAL ST | UST-941 | Gasoline Station | 4 | 1976-11-01 | Permanently Closed | 6000 | Gasoline
WOONSOCKET | SPEEDWAY #2835 | 300 SOCIAL ST | UST-941 | Gasoline Station | 5 | 1984-10-09 | Permanently Closed | 550 | Motor Oil
WOONSOCKET | SPEEDWAY #2835 | 300 SOCIAL ST | UST-941 | Gasoline Station | 6 | 1976-11-01 | Permanently Closed | 550 | Mixture
WOONSOCKET | SPEEDWAY #2835 | 300 SOCIAL ST | UST-941 | Gasoline Station | 7 | 1994-12-01 | In Use | 10000 | Kerosene | Double Walled
WOONSOCKET | SPEEDWAY #2835 | 300 SOCIAL ST | UST-941 | Gasoline Station | 8 | 1994-12-01 | In Use | 10000 | Gasoline | Double Walled
WOONSOCKET | SPEEDWAY #2835 | 300 SOCIAL ST | UST-941 | Gasoline Station | 9 | 1994-12-01 | In Use | 10000 | Gasoline | Double Walled
WOONSOCKET | SPEEDWAY #2835 | 300 SOCIAL ST | UST-941 | Gasoline Station | 10 | 1994-12-01 | In Use | 10000 | Gasoline | Double Walled
WOONSOCKET | SPEEDWAY #2835 | 300 SOCIAL ST | UST-941 | Gasoline Station | 11 | 1995-01-01 | Permanently Closed | 600 | Mixture | Double Walled
WOONSOCKET | ST. AGATHA'S CHURCH | 34 JOFFRE AVE | UST-2036 | Other | 1 | 1957-05-01 | Permanently Closed | 5000 | Heating Oil No.2
WOONSOCKET | ST. AGATHA'S CHURCH | 34 JOFFRE AVE | UST-2036 | Other | 2 | 1965-05-01 | Permanently Closed | 2500 | Heating Oil No.2
WOONSOCKET | ST. ALOYSIUS CHURCH | 323 RATHBURN ST | UST-2039 | City/Town Government | 1 | 1958-06-01 | In Use | 10000 | Heating Oil No.2
WOONSOCKET | ST. ALOYSIUS CHURCH | 323 RATHBURN ST | UST-2039 | City/Town Government | 2 | 1984-10-09 | In Use | 1000 | Heating Oil No.2
WOONSOCKET | ST. ANN'S CHURCH/RECTORY | 80-82 CUMBERLAND ST | UST-1669 | Other | 1 | 1984-10-09 | Permanently Closed | 3000 | Heating Oil No.2
WOONSOCKET | ST. ANN'S CHURCH/RECTORY | 80-82 CUMBERLAND ST | UST-1669 | Other | 2 | 1984-10-09 | Permanently Closed | 2000 | Heating Oil No.2
WOONSOCKET | ST. ANNS CONVENT | 183 ELM ST | UST-15608 | Other | 1 | 1984-10-09 | Permanently Closed | 2000 | Heating Oil No.2
WOONSOCKET | ST. CHARLES SCHOOL | DANIELS ST | UST-3611 | Other | 1 | 1984-10-09 | Permanently Closed | 1000 | Heating Oil No.2
WOONSOCKET | ST. CHARLES SCHOOL | DANIELS ST | UST-3611 | Other | 2 | 1984-10-09 | Permanently Closed | 1000 | Heating Oil No.2
WOONSOCKET | ST. GERMAIN INTERNATIONAL | 667 PROVIDENCE ST | UST-1076 | Industrial | 1 | 1984-10-09 | Permanently Closed | 6000 | Other
WOONSOCKET | ST. GERMAIN INTERNATIONAL | 667 PROVIDENCE ST | UST-1076 | Industrial | 2 | 1984-10-09 | Permanently Closed | 10000 | Heating Oil No.2
WOONSOCKET | ST. GERMAIN TERMINAL | CUMBERLAND HILL RD | UST-15531 | Commercials | 1 | 1968-06-01 | Permanently Closed | 1000 | Gasoline
WOONSOCKET | ST. GERMAIN TERMINAL | CUMBERLAND HILL RD | UST-15531 | Commercials | 2 | 1968-06-01 | Permanently Closed | 4000 | Diesel
WOONSOCKET | ST. JAMES EPISCOPAL CHURCH | 24 HAMLET ST | UST-4223 | Commercials | 1 | 1984-10-09 | Permanently Closed | 1000 | Heating Oil No.2
WOONSOCKET | ST. JOSEPH CHURCH | 1200 MENDON RD | UST-2012 | Other | 1 | 1961-05-01 | Permanently Closed | 10000 | Heating Oil No.2
WOONSOCKET | ST. JOSEPH CHURCH | 1200 MENDON RD | UST-2012 | Other | 2 | 1984-10-09 | Permanently Closed | 1000 | Heating Oil No.2
WOONSOCKET | ST. JOSEPH VETERANS ASSOCIATION, INC. | 99 LOUISE ST | UST-2107 | Other | 1 | 1975-05-01 | In Use | 1000 | Heating Oil No.2
WOONSOCKET | ST. JOSEPH'S CHURCH | 1200 MENDON RD | UST-18324 | Other | 1 | 1984-10-09 | Permanently Closed | 10000 | Heating Oil No.2
WOONSOCKET | ST. LOUIS PUMPING STATION | ST. LOUIS AVE | UST-18495 | City/Town Government | 1 | 1984-10-09 | Permanently Closed | 750 | Diesel
WOONSOCKET | ST. MICHAEL'S CHURCH | 74 HARRIS AVE | UST-4609 | Farm | 1 | 1984-01-01 | Permanently Closed | 1000 | Heating Oil No.2
WOONSOCKET | STADIUM REALTY CORPORATION | STADIUM BLDG. MONUMENT SQ | UST-1150 | Commercials | 1 | 1984-10-09 | Permanently Closed | 6000 | Heating Oil No.2
WOONSOCKET | STADIUM REALTY CORPORATION | STADIUM BLDG. MONUMENT SQ | UST-1150 | Commercials | 2 | 1984-10-09 | Permanently Closed | 6000 | Heating Oil No.2
WOONSOCKET | STAR CARBONIZING COMPANY | 706 DIAMOND HILL RD | UST-282 | Industrial | 1 | 1945-03-01 | Permanently Closed | 20000 | Heating Oil No.4
WOONSOCKET | STATE OF RHODE ISLAND GROUP HOME | 225 COOLIDGE AVE | UST-4376 | State Government | 1 | 1984-10-09 | Permanently Closed | 275 | Heating Oil No.2
WOONSOCKET | STATELINE SERVICE & TIRE CENTER | 1209 SOCIAL ST | UST-18491 | Commercials | 1 | 1984-10-09 | Permanently Closed | 1000 | Waste Oil
WOONSOCKET | STATELINE SERVICE & TIRE CENTER | 1209 SOCIAL ST | UST-18491 | Commercials | 2 | 1984-10-09 | Permanently Closed | 550 | Waste Oil
WOONSOCKET | SUMMER STREET SCHOOL | 219 SUMMER ST | UST-2701 | Education - Town | 1 | 1984-10-09 | In Use | 1000 | Heating Oil No.2 | Double Walled
WOONSOCKET | THE HOMESTEAD GROUP | 320 MAIN ST | UST-2569 | Industrial | 1 | 1984-10-09 | Permanently Closed | 2000 | Heating Oil No.2
WOONSOCKET | THEODORE M. LARAMEE | 196 OAKLEY RD | UST-4240 | Private Residence | 1 | 1984-10-09 | Permanently Closed | 2000 | Heating Oil No.2
WOONSOCKET | THOMAS DEPARI | 75 SIXTH AVE | UST-17462 | Private Residence | 1 | 1984-10-09 | Permanently Closed | 2000 | Heating Oil No.2
WOONSOCKET | THOMAS DYBOLA PROPERTY | 46 THOMAS ST | UST-3876 | Commercials | 1 | 1984-10-09 | Permanently Closed | 275 | Heating Oil No.2
WOONSOCKET | THOMAS DYBOLA PROPERTY | 46 THOMAS ST | UST-3876 | Commercials | 2 | 1984-10-09 | Permanently Closed | 1000 | Heating Oil No.2
WOONSOCKET | THOMAS DYBOLA PROPERTY | 46 THOMAS ST | UST-3876 | Commercials | 3 | 1984-10-09 | Permanently Closed | 500 | Gasoline
WOONSOCKET | TIRE PRO | 160 CLINTON ST | UST-18131 | Commercials | 1 | 1984-10-09 | Permanently Closed | 3500 | Waste Oil
WOONSOCKET | U S AUTOTECHNOLOGIES | 205 FORTIN DR | UST-2922 | Commercials | 1 | 1979-03-01 | Permanently Closed | 10000 | Heating Oil No.2
WOONSOCKET | VACANT LOT AT 383 ARNOLD STREET | 383 ARNOLD ST | UST-4950 | Other | 1 | null | Permanently Closed | 1500 | Gasoline
WOONSOCKET | VACANT LOT AT 383 ARNOLD STREET | 383 ARNOLD ST | UST-4950 | Other | 2 | null | Permanently Closed | 500 | Waste Oil
WOONSOCKET | VALLEY TRANS CORP. | 664 FRONT ST | UST-360 | Commercials | 1 | 1978-04-01 | Permanently Closed | 4000 | Gasoline
WOONSOCKET | VALLEY TRANS CORP. | 664 FRONT ST | UST-360 | Commercials | 2 | 1984-10-09 | Permanently Closed | 2000 | Gasoline
WOONSOCKET | VERIZON NEW ENGLAND, INC. (RI 344207) | 199 CLINTON ST | UST-1217 | Commercials | 1 | 1955-02-01 | Permanently Closed | 2000 | Heating Oil No.2
WOONSOCKET | VERIZON NEW ENGLAND, INC. (RI 344207) | 199 CLINTON ST | UST-1217 | Commercials | 2 | 1955-02-01 | Permanently Closed | 2000 | Heating Oil No.2
WOONSOCKET | VERIZON NEW ENGLAND, INC. (RI 344207) | 199 CLINTON ST | UST-1217 | Commercials | 3 | 1970-02-01 | Permanently Closed | 6000 | Kerosene
WOONSOCKET | VERIZON NEW ENGLAND, INC. (RI 344207) | 199 CLINTON ST | UST-1217 | Commercials | 4 | 1994-12-01 | In Use | 6000 | Diesel | Double Walled | 2015-07-06
WOONSOCKET | VISION ASSOCIATES/ DR. JOSEPH ROWEY OFFICE | 148 SOCIAL ST | UST-15001 | Industrial | 1 | 1984-10-09 | Permanently Closed | 9999999 | Unknown
WOONSOCKET | VISION ASSOCIATES/ DR. JOSEPH ROWEY OFFICE | 148 SOCIAL ST | UST-15001 | Industrial | 2 | 1984-10-09 | Permanently Closed | 9999999 | Unknown
WOONSOCKET | VISION ASSOCIATES/ DR. JOSEPH ROWEY OFFICE | 148 SOCIAL ST | UST-15001 | Industrial | 3 | 1984-10-09 | Permanently Closed | 2000 | Heating Oil No.2
WOONSOCKET | VOSE STREET SCHOOL | 388 VOSE ST | UST-2702 | Education - Town | 1 | 1984-10-09 | In Use | 1000 | Heating Oil No.2 | Double Walled
WOONSOCKET | WATERVIEW APARTMENTS | 300 PRIVILEGE ST | UST-1949 | Commercials | 1 | 1983-07-01 | Permanently Closed | 1000 | Heating Oil No.2
WOONSOCKET | WOONSOCKET AREA CENTER & TECHNICAL CAREER | 400 AYLSWORTH AVE | UST-18549 | State Government | 1 | 1984-10-09 | Permanently Closed | 300 | Waste Oil
WOONSOCKET | WOONSOCKET AREA CENTER & TECHNICAL CAREER | 400 AYLSWORTH AVE | UST-18549 | State Government | 2 | 1984-10-09 | Permanently Closed | 275 | Heating Oil No.2
WOONSOCKET | WOONSOCKET ARMORY | 316 SOUTH MAIN ST | UST-2493 | Federal Government | 1 | 1984-10-09 | In Use | 3000 | Heating Oil No.2
WOONSOCKET | WOONSOCKET AUTO CENTER | 205 GREENVILLE RD | UST-3157 | Gasoline Station | 1 | 1945-09-01 | Permanently Closed | 3000 | Gasoline
WOONSOCKET | WOONSOCKET AUTO CENTER | 205 GREENVILLE RD | UST-3157 | Gasoline Station | 2 | 1945-09-01 | Permanently Closed | 2000 | Gasoline
WOONSOCKET | WOONSOCKET AUTO CENTER | 205 GREENVILLE RD | UST-3157 | Gasoline Station | 3 | 1970-10-01 | Permanently Closed | 500 | Heating Oil No.2
WOONSOCKET | WOONSOCKET AUTO CENTER | 205 GREENVILLE RD | UST-3157 | Gasoline Station | 4 | 1984-10-09 | Permanently Closed | 3000 | Waste Oil
WOONSOCKET | WOONSOCKET CALL, THE | 75 MAIN ST | UST-249 | Commercials | 1 | 1979-03-01 | Permanently Closed | 4000 | Gasoline
WOONSOCKET | WOONSOCKET CALL, THE | 75 MAIN ST | UST-249 | Commercials | 2 | 1984-10-09 | Permanently Closed | 5000 | Heating Oil No.2
WOONSOCKET | WOONSOCKET COURT HOUSE | 24 FRONT ST | UST-2497 | State Government | 1 | 1984-10-09 | Permanently Closed | 3000 | Heating Oil No.2
WOONSOCKET | WOONSOCKET DPW FUELING STATION | 943 RIVER ST | UST-18604 | City/Town Government | 1 | 2000-02-15 | In Use | 4000 | Diesel | Double Walled | 2020-05-22
WOONSOCKET | WOONSOCKET DPW FUELING STATION | 943 RIVER ST | UST-18604 | City/Town Government | 2 | 2000-02-15 | In Use | 8000 | Gasoline | Double Walled | 2020-05-22
WOONSOCKET | WOONSOCKET FIRE DEPARTMENT, STATION #3 | 241 NORTH MAIN ST | UST-121 | City/Town Government | 1 | 1984-10-09 | Permanently Closed | 1000 | Heating Oil No.2
WOONSOCKET | WOONSOCKET HOLDINGS, LLC | 355 ORCHARD ST | UST-2853 | Commercials | 1 | 1975-10-01 | Permanently Closed | 3000 | Heating Oil No.2
WOONSOCKET | WOONSOCKET INDUSTRIAL COMPLEX, LLC | 32 MECHANIC AVE | UST-4560 | Commercials | 1 | 1984-10-09 | Permanently Closed | 20000 | Heating Oil No.6 | Single Walled
WOONSOCKET | WOONSOCKET INDUSTRIAL COMPLEX, LLC | 32 MECHANIC AVE | UST-4560 | Commercials | 2 | null | Permanently Closed | 500 | Gasoline | Single Walled
WOONSOCKET | WOONSOCKET INDUSTRIAL COMPLEX, LLC | 32 MECHANIC AVE | UST-4560 | Commercials | 3 | null | Permanently Closed | 5000 | Gasoline | Single Walled
WOONSOCKET | WOONSOCKET INDUSTRIAL COMPLEX, LLC | 32 MECHANIC AVE | UST-4560 | Commercials | 4 | null | Permanently Closed | 5000 | Gasoline | Single Walled
WOONSOCKET | WOONSOCKET JUNIOR HIGH SCHOOL | 357 PARK PL | UST-2703 | Education - Town | 1 | 1984-10-09 | Permanently Closed | 10000 | Unknown
WOONSOCKET | WOONSOCKET MASONIC TEMPLE | 142 CLINTON ST | UST-16571 | Other | 1 | 1984-10-09 | Permanently Closed | 2000 | Heating Oil No.2
WOONSOCKET | WOONSOCKET POLICE DEPARTMENT | 242 CLINTON ST | UST-343 | City/Town Government | 1 | 1976-03-01 | Permanently Closed | 10000 | Gasoline
WOONSOCKET | WOONSOCKET POLICE DEPARTMENT | 242 CLINTON ST | UST-343 | City/Town Government | 2 | 1976-03-01 | Permanently Closed | 500 | Diesel | Single Walled
WOONSOCKET | WOONSOCKET POLICE DEPARTMENT | 242 CLINTON ST | UST-343 | City/Town Government | 3 | 1976-03-01 | Permanently Closed | 500 | Waste Oil | Single Walled
WOONSOCKET | WOONSOCKET SENIOR CITIZENS CENTER | 84 SOCIAL ST | UST-183 | City/Town Government | 1 | 1984-10-09 | Permanently Closed | 3000 | Heating Oil No.2
WOONSOCKET | WOONSOCKET SENIOR HIGH SCHOOL | 777 CASS AVE | UST-2704 | Education - Town | 1 | 1971-08-01 | In Use | 20000 | Heating Oil No.2 | Double Walled
WOONSOCKET | WOONSOCKET SENIOR HIGH SCHOOL | 777 CASS AVE | UST-2704 | Education - Town | 2 | 1984-10-09 | Permanently Closed | 1000 | Diesel
WOONSOCKET | WOONSOCKET SUBSTATION | GREENVILLE RD | UST-172 | Commercials | 1 | 1957-03-01 | Permanently Closed | 1000 | Heating Oil No.2
WOONSOCKET | WOONSOCKET WATER TREATMENT PLANT | 1500 MANVILLE RD | UST-18636 | City/Town Government | 1 | 1984-10-09 | Permanently Closed | 275 | Heating Oil No.2
WOONSOCKET | WOONSOCKET Y.M.C.A. | 18 FEDERAL ST | UST-181 | Other | 1 | 1983-03-01 | Permanently Closed | 1000 | Heating Oil No.2
WOONSOCKET | WOONSOCKET Y.M.C.A. | 18 FEDERAL ST | UST-181 | Other | 2 | 1970-03-01 | Permanently Closed | 400 | Heating Oil No.2
WOONSOCKET | WOONSOCKET Y.M.C.A. | 18 FEDERAL ST | UST-181 | Other | 3 | 1984-10-09 | Permanently Closed | 6000 | Heating Oil No.2
WOONSOCKET | WOONSOCKET-HARRIS PUBLIC LIBRARY | 303 CLINTON ST | UST-3129 | City/Town Government | 1 | 1984-10-09 | Permanently Closed | 10000 | Heating Oil No.2
WOONSOCKET | WOONSOCKET-HARRIS PUBLIC LIBRARY | 303 CLINTON ST | UST-3129 | City/Town Government | 2 | 1989-06-01 | Permanently Closed | 6000 | Heating Oil No.2